## Feuil1
Export MPAN / MSID | Import MPAN / MSID | Customer Name | Customer Site | Address Line 1 | Address Line 2 | Town/ City | County | Postcode | Country | Location (X-coordinate): Eastings (where data is held) | Location (y-coordinate): Northings (where data is held) | Grid Supply Point | Bulk Supply Point | Primary | POC Voltage (kV) | Licence Area | Energy Source 1 | CHP Cogeneration (Yes/No) | Storage Capacity 1 (MWh) | Storage Duration 1 (Hours) | Energy Source & Energy Conversion Technology 1 - Registered Capacity (MW) | Energy Source 2 | Energy Conversion Technology 2 | CHP Cogeneration 2 (Yes/No) | Storage Capacity 2 (MWh) | Storage Duration 2 (Hours) | Energy Source & Energy Conversion Technology 2 - Registered Capacity (MW) | Energy Source 3 | Energy Conversion Technology 3 | CHP Cogeneration 3 (Yes/No) | Storage Capacity 3 (MWh) | Storage Duration 3 (Hours) | Energy Source & Energy Conversion Technology 3 - Registered Capacity (MW) | Flexible Connection (Yes/No) | Connection Status | Already connected Registered Capacity (MW) | Maximum Export Capacity (MW) | Maximum Export Capacity (MVA) | Maximum Import Capacity (MW) | Maximum Import Capacity (MVA) | Date Connected | Accepted to Connect Registered Capacity (MW) | Change to Maximum Export Capacity (MW) | Change to Maximum Export Capacity (MVA) | Change to Maximum Import Capacity (MW) | Change to Maximum Import Capacity (MVA) | Date Accepted | Target Energisation Date | Distribution Service Provider (Y/N) | Transmission Service Provider (Y/N) | Reference | In a Connection Queue (Y/N) | Distribution Reinforcement Reference | Transmission Reinforcement Reference | Last Updated | lat | long
DATA NOT AVAILABLE | DATA NOT AVAILABLE |  | UNIT A, WESTLINK, CHADDOCK LANE, WORSLEY | J B D DISTRIBUTIONS LIMITED, UNIT A, WESTLINK, | CHADDOCK LANE, WORSLEY | MANCHESTER | LANCASHIRE | M28 1DR | ENGLAND | 370993.478 | 400767.92200000002 | KEARSLEY LOCAL 33KV | KEARSLEY LOCAL 33KV | HILL TOP (205320) | 0.4 | ELECTRICITY NORTH WEST LIMITED | PV | NO | 0 | 0 | 0.06 |  |  |  | 0 | 0 | 0 |  |  |  | 0 | 0 | 0 |  | CONNECTED | 0.06 | 5.7000000000000002E-2 | 0.06 | 0.057 | 0.06 | 2022-04-21 | 0 |  |  | 0 | 0 | [8 empty] | 2023-05-12 00:00:00 | 53.5028 | -2.4388
DATA NOT AVAILABLE | DATA NOT AVAILABLE |  |  | LIGHT OAKS FARM, OLD MOSS LANE, GLAZEBURY | LIGHT OAKS FARM, OLD MOSS LANE, GLAZEBURY | WARRINGTON | LANCASHIRE | WA3 5PY | ENGLAND | 369009.45899999997 | 396497.63699999999 | KEARSLEY GSP | ATHERTON | BEDFORD (205315) | 11 | ELECTRICITY NORTH WEST LIMITED | WIND |  | 0 | 0 | 0.5 |  |  |  | 0 | 0 | 0 |  |  |  | 0 | 0 | 0 |  | CONNECTED | 0.5 | 0.47499999999999998 | 0.5 | 0.019 | 0.02 | 2015-10-12 | 0 |  |  | 0 | 0 | [8 empty] | 2023-05-12 00:00:00 | 53.4643 | -2.4683
DATA NOT AVAILABLE | DATA NOT AVAILABLE |  |  | BRITANNIA HOTEL | 35 PORTLAND STREET | MANCHESTER | GREATER MANCHESTER | M1 3LA | ENGLAND | 384348.68099999998 | 398039.26500000001 | STALYBRIDGE | STUART ST GRID | CENTRAL MANCHESTER (100508) | 6.6 | ELECTRICITY NORTH WEST LIMITED | NATURAL GAS |  | 0 | 0 | 0.36 |  |  |  | 0 | 0 | 0 |  |  |  | 0 | 0 | 0 |  | CONNECTED | 0.36 | 0 | 0 | 0.2546 | 0.268 |  | 0 |  |  | 0 | 0 | [8 empty] | 2023-05-12 00:00:00 | 53.4788 | -2.2373
DATA NOT AVAILABLE | DATA NOT AVAILABLE |  |  | ASDA BLACKBURN | GRIMSHORE PARK RD | BLACKBURN | LANCASHIRE | BB2 3DY | ENGLAND | 368646.85800000001 | 427302.29200000002 | PENWORTHAM EAST GSP - ROCHDALE GSP | BLACKBURN | PRINGLE ST (400018) | 6.6 | ELECTRICITY NORTH WEST LIMITED | OIL |  | 0 | 0 | 0.64 |  |  |  | 0 | 0 | 0 |  |  |  | 0 | 0 | 0 |  | CONNECTED | 0.64 | 0 | 0 | 0.456 | 0.48 |  | 0 |  |  | 0 | 0 | [8 empty] | 2023-05-12 00:00:00 | 53.7412 | -2.4768
DATA NOT AVAILABLE | DATA NOT AVAILABLE |  |  | TESCO, LONG CAUSEWAY, FARNWORTH | TESCO, LONG CAUSEWAY, FARNWORTH | BOLTON | GREATER MANCHESTER | BL4 9LS | ENGLAND | 373728.58799999999 | 405305.95400000003 | KEARSLEY LOCAL 33KV | KEARSLEY LOCAL 33KV | FARNWORTH (200119) | 0.41499999999999998 | ELECTRICITY NORTH WEST LIMITED | NATURAL GAS |  | 0 | 0 | 0.124 |  |  |  | 0 | 0 | 0 |  |  |  | 0 | 0 | 0 |  | CONNECTED | 0.124 | 0 | 0 | 0.5795 | 0.61 | 2011-06-01 | 0 |  |  | 0 | 0 | [8 empty] | 2023-05-12 00:00:00 | 53.5437 | -2.3979
DATA NOT AVAILABLE | DATA NOT AVAILABLE |  |  | FLUSCO QUARRY | FLUSCO PIKE | PENRITH | CUMBRIA | CA11 0DE | ENGLAND | 346354.57 | 529381.73 | HARKER - HUTTON | PENRITH BSP | NEWTONGATE (609668) | 11 | ELECTRICITY NORTH WEST LIMITED | LANDFILL GAS |  | 0 | 0 | 0.822 |  |  |  | 0 | 0 | 0 |  |  |  | 0 | 0 | 0 |  | CONNECTED | 0.822 | 0.90249999999999997 | 0.95 | 0.06175 | 0.065 | 1999-12-01 | 0 |  |  | 0 | 0 | [8 empty] | 2023-05-12 00:00:00 | 54.6567 | -2.833
DATA NOT AVAILABLE | DATA NOT AVAILABLE |  |  | CHESTER ROAD | CHESTER ROAD | MANCHESTER | GREATER MANCHESTER | M32 9AU | ENGLAND | 378899.74300000002 | 393661.04700000002 | CARRINGTON | SALE BSP | SALE PRY (100136) | 6.6 | ELECTRICITY NORTH WEST LIMITED | LANDFILL GAS |  | 0 | 0 | 0.3 |  |  |  | 0 | 0 | 0 |  |  |  | 0 | 0 | 0 |  | CONNECTED | 0.3 | 0.36099999999999999 | 0.38 | 0.038 | 0.04 | 1998-09-01 | 0 |  |  | 0 | 0 | [8 empty] | 2023-05-12 00:00:00 | 53.4393 | -2.3191
DATA NOT AVAILABLE | DATA NOT AVAILABLE |  |  | MANCHESTER AQUATICS (CHP) | OXFORD ROAD | MANCHESTER | GREATER MANCHESTER | M13 9SS | ENGLAND | 384503.29399999999 | 396992.83600000001 | BREDBURY | LONGSIGHT GRID | VICTORIA PK PRY (100140) | 6.6 | ELECTRICITY NORTH WEST LIMITED | NATURAL GAS |  | 0 | 0 | 0.3 |  |  |  | 0 | 0 | 0 |  |  |  | 0 | 0 | 0 |  | CONNECTED | 0.3 | 1.1114999999999999 | 1.17 | 1.1115 | 1.17 | 2001-08-01 | 0 |  |  | 0 | 0 | [8 empty] | 2023-05-12 00:00:00 | 53.4694 | -2.2349
DATA NOT AVAILABLE | DATA NOT AVAILABLE | ROBINSON & LAWLOR LTD | KIRKBRIDE HOUSE, WIGTON, CARLISLE, CA7 5JR | KIRKBRIDE HOUSE AD WIGTON | KIRKBRIDE HOUSE AD WIGTON | CARLISLE | CUMBRIA | CA7 5JR | ENGLAND | 323001.83199999999 | 556192.27399999998 | HARKER - HUTTON | CARLISLE 33KV | WIGTON (609618) | 11 | ELECTRICITY NORTH WEST LIMITED | BIOGAS |  | 0 | 0 | 0.499 |  |  |  | 0 | 0 | 0 |  |  |  | 0 | 0 | 0 |  | CONNECTED | 0.499 | 0.47404999999999997 | 0.499 | 0.1425 | 0.15 | 2014-10-01 | 0 |  |  | 0 | 0 | [8 empty] | 2023-05-12 00:00:00 | 54.8945 | -3.2021
DATA NOT AVAILABLE | DATA NOT AVAILABLE |  |  | TESCO CHEETHAM HILL | THOMAS STREET, OFF BURY OLD ROAD, CHEETHAM HILL | MANCHESTER | GREATER MANCHESTER | M8 5NW | ENGLAND | 383982.56400000001 | 401851.46100000001 | WHITEGATE GSP | RED BANK GRID | BLACKLEY (100605) | 6.6 | ELECTRICITY NORTH WEST LIMITED | BIODIESEL |  | 0 | 0 | 0.2 |  |  |  | 0 | 0 | 0 |  |  |  | 0 | 0 | 0 |  | CONNECTED | 0.2 | 0 | 0 | 0.5225 | 0.55 | 2009-06-01 | 0 |  |  | 0 | 0 | [8 empty] | 2023-05-12 00:00:00 | 53.5131 | -2.243
DATA NOT AVAILABLE | DATA NOT AVAILABLE |  |  | TESCO HATTERSLEY STOCKPORT RD HYDE | TESCO HATTERSLEY STOCKPORT RD HYDE | STOCKPORT | GREATER MANCHESTER | SK14 6PW | ENGLAND | 398585.71100000001 | 395196.06599999999 | STALYBRIDGE | HYDE GRID | HATTERSLEY PRY (302311) | 6.6 | ELECTRICITY NORTH WEST LIMITED | NATURAL GAS |  | 0 | 0 | 0.12 |  |  |  | 0 | 0 | 0 |  |  |  | 0 | 0 | 0 |  | CONNECTED | 0.12 | 0 | 0 | 0.50825 | 0.535 | 2012-04-01 | 0 |  |  | 0 | 0 | [8 empty] | 2023-05-12 00:00:00 | 53.4535 | -2.0228
DATA NOT AVAILABLE | DATA NOT AVAILABLE |  |  | UUNW WORSTHORNE WTW | BROWNOLDS RD | BURNLEY | LANCASHIRE | BB10 3LP | ENGLAND | 387308.16 | 432884.06 | PADIHAM - ROCHDALE GSP | BURNLEY GSP | ATHLETIC ST (400052) | 11 | ELECTRICITY NORTH WEST LIMITED | HYDRO |  | 0 | 0 | 0.087 |  |  |  | 0 | 0 | 0 |  |  |  | 0 | 0 | 0 |  | CONNECTED | 0.087 | 0 | 0 | 0.25555 | 0.269 | 1991-08-01 | 0 |  |  | 0 | 0 | [8 empty] | 2023-05-12 00:00:00 | 53.7921 | -2.1941
DATA NOT AVAILABLE | DATA NOT AVAILABLE |  |  | UUNW CASTLE CARROCK WTW (PHASE 2) | CASTLE CARROCK WTW | CARLISLE | CUMBRIA | CA4 9ND | ENGLAND | 354533.49200000003 | 555127.78500000003 | HARKER - HUTTON | CARLISLE 33KV | CAPONTREE (609611) | 11 | ELECTRICITY NORTH WEST LIMITED | OIL |  | 0 | 0 | 0.1 |  |  |  | 0 | 0 | 0 |  |  |  | 0 | 0 | 0 |  | CONNECTED | 0.1 | 0 | 0 | 0.2717 | 0.286 | 2007-06-06 | 0 |  |  | 0 | 0 | [8 empty] | 2023-05-12 00:00:00 | 54.8888 | -2.7103
DATA NOT AVAILABLE | DATA NOT AVAILABLE | BRUNTWOOD GROUP LTD | ATRIA, SPA ROAD, BOLTON | ATRIA, SPA ROAD, BOLTON | ATRIA, SPA ROAD, BOLTON | BOLTON | GREATER MANCHESTER | BL1 4AG | ENGLAND | 371007.53100000002 | 409112.78200000001 | KEARSLEY GSP | BOLTON GRID | SPA RD (200102) | 0.41499999999999998 | ELECTRICITY NORTH WEST LIMITED | PV |  | 0 | 0 | 0.08 |  |  |  | 0 | 0 | 0 |  |  |  | 0 | 0 | 0 |  | CONNECTED | 0.08 | 9.0249999999999997E-2 | 9.5000000000000001E-2 | 0.3192 | 0.336 | 2016-01-14 | 0 |  |  | 0 | 0 | [8 empty] | 2023-05-12 00:00:00 | 53.5778 | -2.4393
DATA NOT AVAILABLE | DATA NOT AVAILABLE |  |  | FAIRFIELD HOSPITAL BURY | FAIRFIELD HOSPITAL BURY | BURY | GREATER MANCHESTER | BL9 7TD | ENGLAND | 383033.46100000001 | 411627.28899999999 | PADIHAM - ROCHDALE GSP | CASTLETON | HEYWOOD (200115) | 6.6 | ELECTRICITY NORTH WEST LIMITED | NATURAL GAS |  | 0 | 0 | 0.6 |  |  |  | 0 | 0 | 0 |  |  |  | 0 | 0 | 0 |  | CONNECTED | 0.6 | 0 | 0 | 1.2825 | 1.35 | 2014-04-01 | 0 |  |  | 0 | 0 | [8 empty] | 2023-05-12 00:00:00 | 53.6009 | -2.2579
DATA NOT AVAILABLE | DATA NOT AVAILABLE | UNITED UTILITIES | FISHMOOR WWTW, BLACKBURN | FISHMOOR WWTW, BLACKBURN | FISHMOOR WATER TREATMENT WORKS | BLACKBURN | LANCASHIRE | BB1 2LA | ENGLAND | 369343.73 | 426064.35 | PENWORTHAM EAST GSP - ROCHDALE GSP | LOWER DARWEN BSP | ROMAN RD (400002) | 6.6 | ELECTRICITY NORTH WEST LIMITED | PV |  | 0 | 0 | 0.32 |  |  |  | 0 | 0 | 0 |  |  |  | 0 | 0 | 0 |  | CONNECTED | 0.32 | 0.30399999999999999 | 0.32 | 0.4218 | 0.444 | 2015-02-24 | 0 |  |  | 0 | 0 | [8 empty] | 2023-05-12 00:00:00 | 53.7301 | -2.4661
DATA NOT AVAILABLE | DATA NOT AVAILABLE |  |  | PARRSWOOD HIGH SCHOOL | PARRSWOOD HIGH SCHOOL | MANCHESTER | GREATER MANCHESTER | M20 5PG | ENGLAND | 385659.56 | 390206.98 | SOUTH MANCHESTER GSP | WEST DIDSBURY GRID | DIDSBURY (100112) | 6.6 | ELECTRICITY NORTH WEST LIMITED | PV |  | 0 | 0 | 0.25 |  |  |  | 0 | 0 | 0 |  |  |  | 0 | 0 | 0 |  | CONNECTED | 0.25 | 0 | 0 | 0.4275 | 0.45 | 2015-10-30 | 0 |  |  | 0 | 0 | [8 empty] | 2023-05-12 00:00:00 | 53.4085 | -2.2172
DATA NOT AVAILABLE | DATA NOT AVAILABLE |  |  | SWAN MILL HIGHER SWAN LANE BOLTON | SWAN MILL HIGHER SWAN LANE BOLTON | BOLTON | GREATER MANCHESTER | BL3 3AQ | ENGLAND | 370743.54399999999 | 407614.33399999997 | KEARSLEY GSP | BOLTON GRID | BARBARA ST (200104) | 6.6 | ELECTRICITY NORTH WEST LIMITED | PV |  | 0 | 0 | 0.05 |  |  |  | 0 | 0 | 0 |  |  |  | 0 | 0 | 0 |  | CONNECTED | 0.05 | 4.2749999999999996E-2 | 4.4999999999999998E-2 | 0.1995 | 0.21 | 2012-07-01 | 0 |  |  | 0 | 0 | [8 empty] | 2023-05-12 00:00:00 | 53.5643 | -2.4432
DATA NOT AVAILABLE | DATA NOT AVAILABLE | MILTON WOLSTENHOLME | BLACKBURN LEISURE, FIELDEN ST, BLACKBURN | BLACKBURN LEISURE CENTRE | BLACKBURN LEISURE CENTRE | BLACKBURN | LANCASHIRE | BB2 1LH | ENGLAND | 367947.804 | 428041.19 | PENWORTHAM EAST GSP - ROCHDALE GSP | BLACKBURN | RANDAL ST (400017) | 6.6 | ELECTRICITY NORTH WEST LIMITED | NATURAL GAS |  | 0 | 0 | 0.07 |  |  |  | 0 | 0 | 0 |  |  |  | 0 | 0 | 0 |  | CONNECTED | 0.07 | 6.6500000000000004E-2 | 7.0000000000000007E-2 | 0.475 | 0.5 | 2018-01-01 | 0 |  |  | 0 | 0 | [8 empty] | 2023-05-12 00:00:00 | 53.7477 | -2.4875
DATA NOT AVAILABLE | DATA NOT AVAILABLE |  |  | BURNLEY COLLEGE PRINCES WAY BURNLEY | BURNLEY COLLEGE PRINCES WAY BURNLEY | BURNLEY | LANCASHIRE | BB12 0ER | ENGLAND | 383756.141 | 433146.09899999999 | PADIHAM - ROCHDALE GSP | BURNLEY GSP | HEASANDFORD (400050) | 6.6 | ELECTRICITY NORTH WEST LIMITED | PV |  | 0 | 0 | 0.15 |  |  |  | 0 | 0 | 0 |  |  |  | 0 | 0 | 0 |  | CONNECTED | 0.15 | 0 | 0 | 0.95 | 1 | 2013-12-01 | 0 |  |  | 0 | 0 | [8 empty] | 2023-05-12 00:00:00 | 53.7944 | -2.2481
DATA NOT AVAILABLE | DATA NOT AVAILABLE |  |  | COLD MOVE LTD YEW TREE WAY GOLBORNE | COLD MOVE LTD YEW TREE WAY GOLBORNE | WARRINGTON | MERSEYSIDE | WA3 3JD | ENGLAND | 360866.41200000001 | 397332.81199999998 | BOLD | GOLBORNE | GOLBORNE (205308) | 11 | ELECTRICITY NORTH WEST LIMITED | PV |  | 0 | 0 | 0.25 |  |  |  | 0 | 0 | 0 |  |  |  | 0 | 0 | 0 |  | CONNECTED | 0.25 | 3.61E-2 | 3.7999999999999999E-2 | 2.375 | 2.5 | 2012-04-01 | 0 |  |  | 0 | 0 | [8 empty] | 2023-05-12 00:00:00 | 53.4713 | -2.591
DATA NOT AVAILABLE | DATA NOT AVAILABLE | STYLES & WOOD | EH BOOTH & CO LTD, LONGRIDGE ROAD, PRESTON | E H BOOTH LONGRIDGE ROAD | E H BOOTH LONGRIDGE ROAD | PRESTON | LANCASHIRE | PR2 5BX | ENGLAND | 357693.89 | 432652.51899999997 | PENWORTHAM EAST GSP - ROCHDALE GSP | PRESTON EAST BSP | RIBBLETON (400410) | 6.6 | ELECTRICITY NORTH WEST LIMITED | PV |  | 0 | 0 | 0.25 |  |  |  | 0 | 0 | 0 |  |  |  | 0 | 0 | 0 |  | CONNECTED | 0.25 | 0 | 0 | 0.95 | 1 | 2013-09-01 | 0 |  |  | 0 | 0 | [8 empty] | 2023-05-12 00:00:00 | 53.7885 | -2.6436
DATA NOT AVAILABLE | DATA NOT AVAILABLE | EDF ENERGY CUSTOMERS | NSI, MYTHOP RD, BLACKPOOL | MYTHOP ROAD BLACKPOOL | MYTHOP ROAD BLACKPOOL | BLACKPOOL | LANCASHIRE | FY3 9YP | ENGLAND | 334430.522 | 434822.929 | PENWORTHAM WEST GSP / STANAH GSP GROUP | PEEL | MERESIDE | 6.6 | ELECTRICITY NORTH WEST LIMITED | PV |  | 0 | 0 | 0.15 |  |  |  | 0 | 0 | 0 |  |  |  | 0 | 0 | 0 |  | CONNECTED | 0.15 | 0.14249999999999999 | 0.15 | 0.3325 | 0.35 | 2014-06-01 | 0 |  |  | 0 | 0 | [8 empty] | 2023-05-12 00:00:00 | 53.8055 | -2.9971
DATA NOT AVAILABLE | DATA NOT AVAILABLE |  |  | UUNW SWEETLOVES WTW | WHITEHALL LANE, BELMONT RD | BOLTON | GREATER MANCHESTER | BL1 7EB | ENGLAND | 370991.087 | 412596.45899999997 | KEARSLEY GSP | BOLTON GRID | WORDSWORTH ST (200105) | 11 | ELECTRICITY NORTH WEST LIMITED | OIL |  | 0 | 0 | 0.52 |  |  |  | 0 | 0 | 0 |  |  |  | 0 | 0 | 0 |  | CONNECTED | 0.52 | 0.61749999999999994 | 0.65 | 0.47785 | 0.503 |  | 0 |  |  | 0 | 0 | [8 empty] | 2023-05-12 00:00:00 | 53.6091 | -2.4399
DATA NOT AVAILABLE | DATA NOT AVAILABLE |  |  | BURNESIDE MILLS, KENDAL | BURNESIDE MILLS, KENDAL | CUMBRIA | CUMBRIA | LA9 6PZ | ENGLAND | 350661.09 | 495809.94 | HARKER - HUTTON | KENDAL-PARKSIDE RD | MINTSFEET (609054) | 11 | ELECTRICITY NORTH WEST LIMITED | HYDRO |  | 0 | 0 | 0.1 |  |  |  | 0 | 0 | 0 |  |  |  | 0 | 0 | 0 |  | CONNECTED | 0.1 | 6.6499999999999995 | 7 | 10.925 | 11.5 | 2014-07-01 | 0 |  |  | 0 | 0 | [8 empty] | 2023-05-12 00:00:00 | 54.3554 | -2.7607
DATA NOT AVAILABLE | DATA NOT AVAILABLE |  |  | STAND LEES FARM, ASHWORTH ROAD, ROCHDALE | STAND LEES FARM, ASHWORTH ROAD, ROCHDALE | ROCHDALE | GREATER MANCHESTER | OL11 5UN | ENGLAND | 382742.49 | 414450.44 | KEARSLEY 132 GSP | BURY | CHAMBERHALL | 6.6 | ELECTRICITY NORTH WEST LIMITED | WIND |  | 0 | 0 | 0.5 |  |  |  | 0 | 0 | 0 |  |  |  | 0 | 0 | 0 |  | CONNECTED | 0.5 | 0.47499999999999998 | 0.5 | 0.02375 | 0.025 | 2015-12-20 | 0 |  |  | 0 | 0 | [8 empty] | 2023-05-12 00:00:00 | 53.6263 | -2.2624
DATA NOT AVAILABLE | DATA NOT AVAILABLE |  |  | EXPORT MPAN,HUNDAY FARM WIND TURBINE,,,,,WINSCALES,WORKINGTON,CUMBRIA | EXPORT MPAN,HUNDAY FARM WIND TURBINE,,,,,WINSCALES,WORKINGTON,CUMBRIA | WORKINGTON | CUMBRIA | CA14 4JF | ENGLAND | 301959.37400000001 | 526410.10100000002 | HARKER - HUTTON | STAINBURN | LEYLAND NATIONAL (609310) | 11 | ELECTRICITY NORTH WEST LIMITED | WIND |  | 0 | 0 | 0.526 |  |  |  | 0 | 0 | 0 |  |  |  | 0 | 0 | 0 |  | CONNECTED | 0.526 | 0.49969999999999998 | 0.52600000000000002 | 0.019 | 0.02 | 2015-08-01 | 0 |  |  | 0 | 0 | [8 empty] | 2023-05-12 00:00:00 | 54.6233 | -3.52
DATA NOT AVAILABLE | DATA NOT AVAILABLE | SOLAR CHOICE | HARRY YEARSLEY LTD, HEYWOOD PHASE 5, HARESHILL ROAD, HEYWOOD | HARRY YEARSLEY LTD, HEYWOOD PHASE 5, HARESHILL ROAD, HEYWOOD | HARRY YEARSLEY LTD, HEYWOOD PHASE 5, HARESHILL ROAD, HEYWOOD | ROCHDALE | GREATER MANCHESTER | OL10 2TP | ENGLAND | 385110.70699999999 | 409500.31900000002 | PADIHAM - ROCHDALE GSP | CASTLETON | HEYWOOD (200115) | 6.6 | ELECTRICITY NORTH WEST LIMITED | PV |  | 0 | 0 | 0.25 |  |  |  | 0 | 0 | 0 |  |  |  | 0 | 0 | 0 |  | CONNECTED | 0.25 | 0 | 0 | 1.425 | 1.5 | 2016-05-27 | 0 |  |  | 0 | 0 | [8 empty] | 2023-05-12 00:00:00 | 53.5819 | -2.2264
DATA NOT AVAILABLE | DATA NOT AVAILABLE |  |  | SAINSBURYS OLDHAM | SAINSBURYS OLDHAM | OLDHAM | GREATER MANCHESTER | OL1 1DJ | ENGLAND | 392662.3 | 404752.43 | WHITEGATE GSP | GREENHILL | GREENHILL PRIMARY (300024) | 11 | ELECTRICITY NORTH WEST LIMITED | PV |  | 0 | 0 | 0.231 |  |  |  | 0 | 0 | 0 |  |  |  | 0 | 0 | 0 |  | CONNECTED | 0.231 | 0 | 0 | 0.4465 | 0.47 | 2013-07-01 | 0 |  |  | 0 | 0 | [8 empty] | 2023-05-12 00:00:00 | 53.5394 | -2.1122
DATA NOT AVAILABLE | DATA NOT AVAILABLE |  |  | CHORLEY & DISTRICT HOSPITAL | CHORLEY DISTRICT HOSPITAL | CHORLEY | LANCASHIRE | PR7 1PP | ENGLAND | 358143.68 | 419093.68 | PENWORTHAM WEST GSP - STANAH | WRIGHTINGTON | WOODFIELD RD (400215) | 11 | ELECTRICITY NORTH WEST LIMITED | NATURAL GAS |  | 0 | 0 | 0.18 |  |  |  | 0 | 0 | 0 |  |  |  | 0 | 0 | 0 |  | CONNECTED | 0.18 | 0.76 | 0.8 | 1.235 | 1.3 | 1993-02-01 | 0 |  |  | 0 | 0 | [8 empty] | 2023-05-12 00:00:00 | 53.6666 | -2.635
DATA NOT AVAILABLE | DATA NOT AVAILABLE | ELLERGREEN HYDRO LTD | CROPPERS, BURNESIDE MILLS, KENDAL | CROPPERS, BURNESIDE MILLS, KENDAL |  | KENDAL | CUMBRIA | LA9 6PZ | ENGLAND | 350663.94 | 495810.31300000002 | HARKER - HUTTON | KENDAL-PARKSIDE RD | MINTSFEET (609054) | 11 | ELECTRICITY NORTH WEST LIMITED | PV |  | 0 | 0 | 0.5 |  |  |  | 0 | 0 | 0 |  |  |  | 0 | 0 | 0 |  | CONNECTED | 0.5 | 6.6499999999999995 | 7 | 10.925 | 11.5 | 2019-09-01 | 0 |  |  | 0 | 0 | [8 empty] | 2023-05-12 00:00:00 | 54.3554 | -2.7606
DATA NOT AVAILABLE | DATA NOT AVAILABLE |  |  | BG STOCKPORT, NEW BRIDGE LANE, STOCKPORT | BG STOCKPORT, NEW BRIDGE LANE, STOCKPORT | STOCKPORT | CHESHIRE | SK1 2NA | ENGLAND | 390912.65299999999 | 391072.85600000003 | BREDBURY | VERNON PK GRID | WOODLEY (303215) | 11 | ELECTRICITY NORTH WEST LIMITED | PV |  | 0 | 0 | 0.08807 |  |  |  | 0 | 0 | 0 |  |  |  | 0 | 0 | 0 |  | CONNECTED | 0.08807 | 0.53200000000000003 | 0.56000000000000005 | 0.53295 | 0.561 | 2013-06-01 | 0 |  |  | 0 | 0 | [8 empty] | 2023-05-12 00:00:00 | 53.4164 | -2.1382
DATA NOT AVAILABLE | DATA NOT AVAILABLE |  |  | BOLTON TOWN HALL | PO BOX 29 | BOLTON | GREATER MANCHESTER | BL1 1RU | ENGLAND | 371538.13400000002 | 409140.45 | KEARSLEY GSP | BOLTON GRID | SPA RD (200102) | 6.6 | ELECTRICITY NORTH WEST LIMITED | NATURAL GAS |  | 0 | 0 | 0.15 |  |  |  | 0 | 0 | 0 |  |  |  | 0 | 0 | 0 |  | CONNECTED | 0.15 | 0.95 | 1 | 0.95 | 1 | 1993-12-22 | 0 |  |  | 0 | 0 | [8 empty] | 2023-05-12 00:00:00 | 53.5781 | -2.4313
DATA NOT AVAILABLE | DATA NOT AVAILABLE |  |  | UUNW WOODEND WWTW | WOODEND & DUCKPITS SEWAGE WORKS | BURNLEY | LANCASHIRE | BB12 9DS | ENGLAND | 383513.25 | 434939.79 | PADIHAM - ROCHDALE GSP | BURNLEY GSP | BURNLEY NORTH (400049) | 6.6 | ELECTRICITY NORTH WEST LIMITED | BIOGAS |  | 0 | 0 | 0.165 |  |  |  | 0 | 0 | 0 |  |  |  | 0 | 0 | 0 |  | CONNECTED | 0.165 | 1.2349999999999999 | 1.3 | 1.0098 | 1.063 | 1992-01-01 | 0 |  |  | 0 | 0 | [8 empty] | 2023-05-12 00:00:00 | 53.8105 | -2.2519
DATA NOT AVAILABLE | DATA NOT AVAILABLE | UNITED UTILITIES | BURNLEY WWTW | BURNLEY WTW WOODEND BURNLEY | BURNLEY WTW WOODEND BURNLEY | BURNLEY | LANCASHIRE | BB12 9DS | ENGLAND | 383513.25 | 434939.79 | PADIHAM - ROCHDALE GSP | BURNLEY GSP | BURNLEY NORTH (400049) | 6.6 | ELECTRICITY NORTH WEST LIMITED | BIOGAS |  | 0 | 0 | 0.637 |  |  |  | 0 | 0 | 0 |  |  |  | 0 | 0 | 0 |  | CONNECTED | 0.637 | 0 | 0 | 1.0098 | 1.063 | 2013-02-01 | 0 |  |  | 0 | 0 | [8 empty] | 2023-05-12 00:00:00 | 53.8105 | -2.2519
DATA NOT AVAILABLE | DATA NOT AVAILABLE | ORTON GRANGE WIND FARM | JEFFREYS WOOD, ORTON GRANGE, CA5 6LB | JEFFREYS WOOD ORTON GRANGE CARLISLE | JEFFREYS WOOD ORTON GRANGE CARLISLE | WIGTON | CUMBRIA | CA5 6LB | ENGLAND | 335140.18800000002 | 551963.31900000002 | HARKER - HUTTON | CARLISLE 33KV | MORTON PK (609605) | 11 | ELECTRICITY NORTH WEST LIMITED | WIND |  | 0 | 0 | 0.33 |  |  |  | 0 | 0 | 0 |  |  |  | 0 | 0 | 0 |  | CONNECTED | 0.33 | 0.3135 | 0.33 | 0.0855 | 0.09 | 2013-02-01 | 0 |  |  | 0 | 0 | [8 empty] | 2023-05-12 00:00:00 | 54.8582 | -3.0119
DATA NOT AVAILABLE | DATA NOT AVAILABLE |  |  | TESCO, FOUNTAIN ST, MIDDLETON | TESCO | MIDDLETON | GREATER MANCHESTER | M24 1AH | ENGLAND | 387033.23 | 405971.76400000002 | WHITEGATE GSP | CHADDERTON GRID | LANGLEY (302855) | 11 | ELECTRICITY NORTH WEST LIMITED | NATURAL GAS |  | 0 | 0 | 0.16 |  |  |  | 0 | 0 | 0 |  |  |  | 0 | 0 | 0 |  | CONNECTED | 0.16 | 0 | 0 | 0.5415 | 0.57 | 2010-08-01 | 0 |  |  | 0 | 0 | [8 empty] | 2023-05-12 00:00:00 | 53.5502 | -2.1972
DATA NOT AVAILABLE | DATA NOT AVAILABLE |  |  | HARRY YEARSLEY LTD HARESHILL RD HEYWOOD | HARRY YEARSLEY LTD HARESHILL RD HEYWOOD | ROCHDALE | GREATER MANCHESTER | OL10 2TP | ENGLAND | 384948.5 | 409310.68 | KEARSLEY GSP | BURY GRID | HEAP BRIDGE (200212) | 6.6 | ELECTRICITY NORTH WEST LIMITED | PV |  | 0 | 0 | 0.38 |  |  |  | 0 | 0 | 0 |  |  |  | 0 | 0 | 0 |  | CONNECTED | 0.38 | 0.36099999999999999 | 0.38 | 2.375 | 2.5 | 2011-10-01 | 0 |  |  | 0 | 0 | [8 empty] | 2023-05-12 00:00:00 | 53.5802 | -2.2288
DATA NOT AVAILABLE | DATA NOT AVAILABLE |  |  | PALACE HOTEL | OXFORD ROAD | MANCHESTER | GREATER MANCHESTER | M60 7HA | ENGLAND | 384164.848 | 397544.82799999998 | SOUTH MANCHESTER GSP | BLOOM ST GRID | BRIDGEWATER (100642) | 6.6 | ELECTRICITY NORTH WEST LIMITED | NATURAL GAS |  | 0 | 0 | 0.09 |  |  |  | 0 | 0 | 0 |  |  |  | 0 | 0 | 0 |  | CONNECTED | 0.09 | 0 | 0 | 0.665 | 0.7 |  | 0 |  |  | 0 | 0 | [8 empty] | 2023-05-12 00:00:00 | 53.4744 | -2.24
DATA NOT AVAILABLE | DATA NOT AVAILABLE |  |  | EXPORT MPAN,,FOX HOUSE FARM,,,,,BROUGHTON MOOR,MARYPORT,CUMBRIA | EXPORT MPAN,,FOX HOUSE FARM,,,,,BROUGHTON MOOR,MARYPORT,CUMBRIA | MARYPORT | CUMBRIA | CA15 7SN | ENGLAND | 307464.73100000003 | 534152.10400000005 | HARKER - HUTTON | STAINBURN | MARYPORT (609309) | 11 | ELECTRICITY NORTH WEST LIMITED | WIND |  | 0 | 0 | 0.526 |  |  |  | 0 | 0 | 0 |  |  |  | 0 | 0 | 0 |  | CONNECTED | 0.526 | 0.49969999999999998 | 0.52600000000000002 | 0.019 | 0.02 | 2015-08-01 | 0 |  |  | 0 | 0 | [8 empty] | 2023-05-12 00:00:00 | 54.6939 | -3.4372
DATA NOT AVAILABLE | DATA NOT AVAILABLE |  |  | EXPORT MPAN,J&M STUART & SONS, RABY'S FARM,,BILSBORROW LANE,BILSBORROW LANE,,BILSBORROW,PRESTON,LANCASHIRE | EXPORT MPAN,J&M STUART & SONS, RABY'S FARM,,BILSBORROW LANE,BILSBORROW LANE,,BILSBORROW,PRESTON,LANCASHIRE | FLEETWOOD | LANCASHIRE | PR3 0RP | ENGLAND | 351974.68199999997 | 439786.32299999997 | PENWORTHAM EAST GSP - ROCHDALE GSP | RIBBLE GSP | CATTERALL WATER WKS (609912) | 6.6 | ELECTRICITY NORTH WEST LIMITED | WIND |  | 0 | 0 | 0.25 |  |  |  | 0 | 0 | 0 |  |  |  | 0 | 0 | 0 |  | CONNECTED | 0.25 | 0.23749999999999999 | 0.25 | 0.14345 | 0.151 | 2015-08-01 | 0 |  |  | 0 | 0 | [8 empty] | 2023-05-12 00:00:00 | 53.8521 | -2.7315
DATA NOT AVAILABLE | DATA NOT AVAILABLE |  |  | UUNW DUKINFIELD WWTW | BRADLEY WWTW | STOCKPORT | GREATER MANCHESTER | SK16 4RU | ENGLAND | 393364.67700000003 | 396797.614 | STALYBRIDGE | HYDE GRID | DUKINFIELD (302692) | 6.6 | ELECTRICITY NORTH WEST LIMITED | BIOGAS |  | 0 | 0 | 0.63 |  |  |  | 0 | 0 | 0 |  |  |  | 0 | 0 | 0 |  | CONNECTED | 0.63 | 0.38949999999999996 | 0.41 | 0.5586 | 0.588 | 1990-02-01 | 0 |  |  | 0 | 0 | [8 empty] | 2023-05-12 00:00:00 | 53.4679 | -2.1014
DATA NOT AVAILABLE | DATA NOT AVAILABLE |  |  | HIGH BURNTHWAITE FARM DURDAR | HIGH BURNTHWAITE FARM DURDAR | WIGTON | CUMBRIA | CA5 7AR | ENGLAND | 340551.16600000003 | 548355.54200000002 | HARKER - HUTTON | CARLISLE 33KV | MORTON PK (609605) | 11 | ELECTRICITY NORTH WEST LIMITED | WIND |  | 0 | 0 | 0.66 |  |  |  | 0 | 0 | 0 |  |  |  | 0 | 0 | 0 |  | CONNECTED | 0.66 | 0.47499999999999998 | 0.5 | 0.019 | 0.02 | 2014-05-01 | 0 |  |  | 0 | 0 | [8 empty] | 2023-05-12 00:00:00 | 54.8265 | -2.9269
DATA NOT AVAILABLE | DATA NOT AVAILABLE | DNO CONSULTING LTD | HARRINGTON PARK FARM, CA14 5RX | HARRINGTON PARKS FARM WORKINGTON | HARRINGTON PARKS FARM WORKINGTON | WORKINGTON | CUMBRIA | CA14 5RX | ENGLAND | 299043.49699999997 | 524203.739 | HARKER - HUTTON | STAINBURN | HDA NO2 (609307) | 11 | ELECTRICITY NORTH WEST LIMITED | WIND |  | 0 | 0 | 0.33 |  |  |  | 0 | 0 | 0 |  |  |  | 0 | 0 | 0 |  | CONNECTED | 0.33 | 0.3135 | 0.33 | 0.019 | 0.02 | 2014-07-01 | 0 |  |  | 0 | 0 | [8 empty] | 2023-05-12 00:00:00 | 54.6029 | -3.5644
DATA NOT AVAILABLE | DATA NOT AVAILABLE |  |  | J SAINSBURY, BURNLEY (CHP) | ACTIVE WAY | BURNLEY | LANCASHIRE | BB11 1BS | ENGLAND | 384141.38 | 433178.29399999999 | PADIHAM - ROCHDALE GSP | BURNLEY GSP | BURNLEY NORTH (400049) | 11 | ELECTRICITY NORTH WEST LIMITED | NATURAL GAS |  | 0 | 0 | 0.355 |  |  |  | 0 | 0 | 0 |  |  |  | 0 | 0 | 0 |  | CONNECTED | 0.355 | 0 | 0 | 0.2945 | 0.31 | 2002-10-01 | 0 |  |  | 0 | 0 | [8 empty] | 2023-05-12 00:00:00 | 53.7947 | -2.2422
DATA NOT AVAILABLE | DATA NOT AVAILABLE |  |  | CASTLERIGG FARM,,MORESBY PARK,MORESBY PARK,,WHITEHAVEN,,CUMBRIA | CASTLERIGG FARM,,MORESBY PARK,MORESBY PARK,,WHITEHAVEN,,CUMBRIA | WHITEHAVEN | CUMBRIA | CA28 8UT | ENGLAND | 300460.15500000003 | 521243.40399999998 | HARKER - HUTTON | STAINBURN | HDA NO1 (609306) | 11 | ELECTRICITY NORTH WEST LIMITED | WIND |  | 0 | 0 | 0.515 |  |  |  | 0 | 0 | 0 |  |  |  | 0 | 0 | 0 |  | CONNECTED | 0.515 | 0.48924999999999996 | 0.51500000000000001 | 0.019 | 0.02 | 2015-08-01 | 0 |  |  | 0 | 0 | [8 empty] | 2023-05-12 00:00:00 | 54.5766 | -3.5414
DATA NOT AVAILABLE | DATA NOT AVAILABLE | RENEWABLE RESOURCES | SAINSBURYS PENRITH | SAINSBURYS COMMON GARDEN SQ PENRITH | SAINSBURYS COMMON GARDEN SQ PENRITH | PENRITH | CUMBRIA | CA11 7FG | ENGLAND | 351547.73 | 529800.77399999998 | HARKER - HUTTON | PENRITH BSP | NEWTONGATE (609668) | 11 | ELECTRICITY NORTH WEST LIMITED | PV |  | 0 | 0 | 0.15 |  |  |  | 0 | 0 | 0 |  |  |  | 0 | 0 | 0 |  | CONNECTED | 0.15 | 0 | 0 | 0.399 | 0.42 | 2012-07-01 | 0 |  |  | 0 | 0 | [8 empty] | 2023-05-12 00:00:00 | 54.661 | -2.7526
DATA NOT AVAILABLE | DATA NOT AVAILABLE | G2ENERGY | WAX LYRICAL, LINDAL | WAX LYRICAL LINDAL IN FURNESS | WAX LYRICAL LINDAL IN FURNESS | ULVERSTON | CUMBRIA | LA12 0LD | ENGLAND | 325146.07500000001 | 475390.163 | HARKER - HUTTON | ULVERSTON | DALTON (609008) | 11 | ELECTRICITY NORTH WEST LIMITED | WIND |  | 0 | 0 | 0.5 |  |  |  | 0 | 0 | 0 |  |  |  | 0 | 0 | 0 |  | CONNECTED | 0.5 | 0.49969999999999998 | 0.52600000000000002 | 0.475 | 0.5 | 2014-06-01 | 0 |  |  | 0 | 0 | [8 empty] | 2023-05-12 00:00:00 | 54.1688 | -3.1481
DATA NOT AVAILABLE | DATA NOT AVAILABLE |  |  | FYLDE ICE, 270, CARNFIELD PLACE, BAMBER BRIDGE, PRESTON, LANCASHIRE, PR5 8AN | 270 CARNFIELD PLACE | PRESTON | LANCASHIRE | PR5 8AN | ENGLAND | 357509.47899999999 | 425550.283 | PENWORTHAM WEST GSP - STANAH | LEYLAND BSP | HIGHER WALTON (400207) | 11 | ELECTRICITY NORTH WEST LIMITED | PV |  | 0 | 0 | 0.19 |  |  |  | 0 | 0 | 0 |  |  |  | 0 | 0 | 0 |  | CONNECTED | 0.19 | 0.18049999999999999 | 0.19 | 1.14 | 1.2 |  | 0 |  |  | 0 | 0 | [8 empty] | 2023-05-12 00:00:00 | 53.7246 | -2.6454
DATA NOT AVAILABLE | DATA NOT AVAILABLE |  |  | BLACKPOOL & FYLDE COLLEGE | BLACKPOOL & FYLDE COLLEGE | BLACKPOOL | LANCASHIRE | FY2 0HB | ENGLAND | 332605.647 | 440828.08899999998 | PENWORTHAM WEST GSP - STANAH | BISPHAM PRY | NORBRECK (400109) | 6.6 | ELECTRICITY NORTH WEST LIMITED | PV |  | 0 | 0 | 0.102 |  |  |  | 0 | 0 | 0 |  |  |  | 0 | 0 | 0 |  | CONNECTED | 0.102 | 0 | 0 | 0.82555 | 0.869 | 2013-10-01 | 0 |  |  | 0 | 0 | [8 empty] | 2023-05-12 00:00:00 | 53.8593 | -3.0262
DATA NOT AVAILABLE | DATA NOT AVAILABLE | QUARTZELEC | HALTON LUNE HYDRO, FORGE MILL, HALTON | HALTON LUNE HYDRO FORGE BANK | HALTON LUNE HYDRO FORGE BANK | LANCASTER | LANCASHIRE | LA2 6ND | ENGLAND | 350803.32500000001 | 464705.46799999999 | HEYSHAM | LANCASTER | LANCASTER PRIMARY (609904) | 11 | ELECTRICITY NORTH WEST LIMITED | HYDRO |  | 0 | 0 | 0.16 |  |  |  | 0 | 0 | 0 |  |  |  | 0 | 0 | 0 |  | CONNECTED | 0.16 | 0.19949999999999998 | 0.21 | 0.038 | 0.04 | 2012-06-01 | 0 |  |  | 0 | 0 | [8 empty] | 2023-05-12 00:00:00 | 54.0759 | -2.7534
DATA NOT AVAILABLE | DATA NOT AVAILABLE |  |  | MMU BUSINESS SCHOOL MANCHESTER | MMU BUSINESS SCHOOL MANCHESTER | HULME | GREATER MANCHESTER | M15 6BH | ENGLAND | 384101.19699999999 | 397036.91800000001 | BREDBURY | LONGSIGHT GRID | VICTORIA PK PRY (100140) | 6.6 | ELECTRICITY NORTH WEST LIMITED | PV |  | 0 | 0 | 0.14 |  |  |  | 0 | 0 | 0 |  |  |  | 0 | 0 | 0 |  | CONNECTED | 0.14 | 0.13300000000000001 | 0.14000000000000001 | 0.95 | 1 | 2011-10-01 | 0 |  |  | 0 | 0 | [8 empty] | 2023-05-12 00:00:00 | 53.4698 | -2.241
DATA NOT AVAILABLE | DATA NOT AVAILABLE | GENERATION FIT | BELMONT PACKAGING LTD, 3 ORMSIDE CLOSE, HINDLEY GREEN, WIGAN | BELMONT PACKAGING LTD, 3 ORMSIDE CLOSE, HINDLEY INDUSTRIAL ESTATE, HINDLEY GREEN, WIGAN | BELMONT PACKAGING LTD, 3 ORMSIDE CLOSE, HINDLEY INDUSTRIAL ESTATE, HINDLEY GREEN, WIGAN | WIGAN | LANCASHIRE | WN2 4HR | ENGLAND | 364115.38099999999 | 403560.54100000003 | KEARSLEY GSP | ATHERTON | HINDLEY GRN (200416) | 11 | ELECTRICITY NORTH WEST LIMITED | PV |  | 0 | 0 | 0.1074 |  |  |  | 0 | 0 | 0 |  |  |  | 0 | 0 | 0 |  | CONNECTED | 0.1074 | 0.10925 | 0.115 | 0.285 | 0.3 | 2015-10-13 | 0 |  |  | 0 | 0 | [8 empty] | 2023-05-12 00:00:00 | 53.5275 | -2.5428
DATA NOT AVAILABLE | DATA NOT AVAILABLE |  |  | SUTCLIFFE SPEAKMAN CARBONS LTD | UNIT 3, LOCKETT ROAD, SOUTH LANCS INDUSTRIAL ESTATE | WIGAN | LANCASHIRE | WN4 8DE | ENGLAND | 358164.52399999998 | 400165.28499999997 | BOLD | GOLBORNE | ASHTON (200414) | 11 | ELECTRICITY NORTH WEST LIMITED | NOT KNOWN |  | 0 | 0 | 0.4 |  |  |  | 0 | 0 | 0 |  |  |  | 0 | 0 | 0 |  | CONNECTED | 0.4 | 0 | 0 | 0.475 | 0.5 |  | 0 |  |  | 0 | 0 | [8 empty] | 2023-05-12 00:00:00 | 53.4965 | -2.6321
DATA NOT AVAILABLE | DATA NOT AVAILABLE |  |  | EAST TOWN END FARM WINSCALES | EAST TOWN END FARM WINSCALES | WORKINGTON | CUMBRIA | CA14 4JG | ENGLAND | 303322.78200000001 | 527042.07200000004 | HARKER - HUTTON | STAINBURN | LEYLAND NATIONAL (609310) | 11 | ELECTRICITY NORTH WEST LIMITED | WIND |  | 0 | 0 | 0.5 |  |  |  | 0 | 0 | 0 |  |  |  | 0 | 0 | 0 |  | CONNECTED | 0.5 | 0.49969999999999998 | 0.52600000000000002 | 0.0247 | 0.026 | 2014-06-01 | 0 |  |  | 0 | 0 | [8 empty] | 2023-05-12 00:00:00 | 54.6292 | -3.4991
DATA NOT AVAILABLE | DATA NOT AVAILABLE |  |  | GORTON TUB | GARRATT WAY | MANCHESTER | GREATER MANCHESTER | M18 8HE | ENGLAND | 388534.886 | 396303.42599999998 | STALYBRIDGE | DROYLSDEN GRID | DENTON WEST (100111) | 6.6 | ELECTRICITY NORTH WEST LIMITED | NATURAL GAS |  | 0 | 0 | 0.08 |  |  |  | 0 | 0 | 0 |  |  |  | 0 | 0 | 0 |  | CONNECTED | 0.08 | 0.11399999999999999 | 0.12 | 0.0855 | 0.09 |  | 0 |  |  | 0 | 0 | [8 empty] | 2023-05-12 00:00:00 | 53.4633 | -2.1742
DATA NOT AVAILABLE | DATA NOT AVAILABLE |  |  | MACCLESFIELD LEISURE CENTRE | 1 PRIORY LANE | MACCLESFIELD | GREATER MANCHESTER | SK10 3HJ | ENGLAND | 389314.85100000002 | 374481.54100000003 | MACC SUPER GRID | MACC SUPER GRID | SOUTH WEST MACC (302660) | 11 | ELECTRICITY NORTH WEST LIMITED | NATURAL GAS |  | 0 | 0 | 0.075 |  |  |  | 0 | 0 | 0 |  |  |  | 0 | 0 | 0 |  | CONNECTED | 0.075 | 0.32964999999999994 | 0.34699999999999998 | 0.2755 | 0.29 | 1988-12-23 | 0 |  |  | 0 | 0 | [8 empty] | 2023-05-12 00:00:00 | 53.2672 | -2.1617
DATA NOT AVAILABLE | DATA NOT AVAILABLE | GEN FIT | MACCLESFIELD LEISURE CENTRE, PRIORY LANE, MACCLESFIELD | MACCLESFIELD LEISURE CENTRE, PRIORY LANE, MACCLESFIELD | MACCLESFIELD LEISURE CENTRE PRIORY LANE | MACCLESFIELD | CHESHIRE | SK10 4AF | ENGLAND | 389314.85100000002 | 374481.54100000003 | MACC SUPER GRID | MACC SUPER GRID | SOUTH WEST MACC (302660) | 11 | ELECTRICITY NORTH WEST LIMITED | PV |  | 0 | 0 | 0.082 |  |  |  | 0 | 0 | 0 |  |  |  | 0 | 0 | 0 |  | CONNECTED | 0.082 | 7.8850000000000003E-2 | 8.3000000000000004E-2 | 0.2755 | 0.29 | 2023-01-24 | 0 |  |  | 0 | 0 | [8 empty] | 2023-05-12 00:00:00 | 53.2672 | -2.1617
DATA NOT AVAILABLE | DATA NOT AVAILABLE |  |  | MACCLESFIELD GENERAL HOSPITAL | MACCLESFIELD GENERAL HOSPITAL | MACCLESFIELD | GREATER MANCHESTER | SK10 3BL | ENGLAND | 390773.44799999997 | 373954.85100000002 | MACC SUPER GRID | MACC SUPER GRID | SOUTH WEST MACC (302660) | 11 | ELECTRICITY NORTH WEST LIMITED | NATURAL GAS |  | 0 | 0 | 0.53 |  |  |  | 0 | 0 | 0 |  |  |  | 0 | 0 | 0 |  | CONNECTED | 0.53 | 0 | 0 | 1.425 | 1.5 | 2014-11-01 | 0 |  |  | 0 | 0 | [8 empty] | 2023-05-12 00:00:00 | 53.2625 | -2.1398
DATA NOT AVAILABLE | DATA NOT AVAILABLE |  |  | UUNW WAYOH WWTW | OFF WELLINGTON RD | BOLTON | GREATER MANCHESTER | BL7 0 | ENGLAND | 373655.26699999999 | 416226.57199999999 | KEARSLEY GSP | BOLTON GRID | COX GREEN (200106) | 11 | ELECTRICITY NORTH WEST LIMITED | OIL |  | 0 | 0 | 0.32 |  |  |  | 0 | 0 | 0 |  |  |  | 0 | 0 | 0 |  | CONNECTED | 0.32 | 0.47499999999999998 | 0.5 | 0.38 | 0.4 |  | 0 |  |  | 0 | 0 | [8 empty] | 2023-05-12 00:00:00 | 53.6419 | -2.4
DATA NOT AVAILABLE | DATA NOT AVAILABLE |  |  | ASDA SKELMERSDALE | INGRAM ROAD | SKELMERSDALE | LANCASHIRE | WN8 6LH | ENGLAND | 348501.71 | 406655.891 | WASHWAY FARM GSP - KIRKBY GSP | SKELMERSDALE GRID | WILLOW HEY (200402) | 11 | ELECTRICITY NORTH WEST LIMITED | OIL |  | 0 | 0 | 0.64 |  |  |  | 0 | 0 | 0 |  |  |  | 0 | 0 | 0 |  | CONNECTED | 0.64 | 0 | 0 | 0.54245 | 0.571 |  | 0 |  |  | 0 | 0 | [8 empty] | 2023-05-12 00:00:00 | 53.554 | -2.7788
DATA NOT AVAILABLE | DATA NOT AVAILABLE |  |  | ASDA KINGSWAY BUS CENTRE ROCHDALE | ASDA KINGSWAY BUS CENTRE ROCHDALE | ROCHDALE | GREATER MANCHESTER | OL16 4NG | ENGLAND | 391633.34600000002 | 411223.16700000002 | PADIHAM - ROCHDALE GSP | BELFIELD GRID | KINGSWAY PRY (305100) | 11 | ELECTRICITY NORTH WEST LIMITED | NATURAL GAS |  | 0 | 0 | 0.2 |  |  |  | 0 | 0 | 0 |  |  |  | 0 | 0 | 0 |  | CONNECTED | 0.2 | 0 | 0 | 1.6017 | 1.686 | 2012-09-01 | 0 |  |  | 0 | 0 | [8 empty] | 2023-05-12 00:00:00 | 53.5975 | -2.1279
DATA NOT AVAILABLE | DATA NOT AVAILABLE |  |  | ROYAL MAIL CENTRE BUCKSHAW AVE CHORLEY | ROYAL MAIL CENTRE BUCKSHAW AVE CHORLEY | CHORLEY | LANCASHIRE | PR7 7DW | ENGLAND | 357499.84 | 419871.50300000003 | PENWORTHAM WEST GSP - STANAH | LEYLAND BSP | BUCKSHAW PRY (400212) | 11 | ELECTRICITY NORTH WEST LIMITED | OIL |  | 0 | 0 | 0.76 |  |  |  | 0 | 0 | 0 |  |  |  | 0 | 0 | 0 |  | CONNECTED | 0.76 | 0 | 0 | 0.95 | 1 | 2013-02-01 | 0 |  |  | 0 | 0 | [8 empty] | 2023-05-12 00:00:00 | 53.6736 | -2.6448
DATA NOT AVAILABLE | DATA NOT AVAILABLE |  |  | LINSTOCK CASTLE AD WETHERAL | LINSTOCK CASTLE AD WETHERAL | CARLISLE | CUMBRIA | CA6 4PZ | ENGLAND | 342971.47100000002 | 558571.6 | HARKER - HUTTON | CARLISLE 33KV | WILLOWHOLME (609602) | 11 | ELECTRICITY NORTH WEST LIMITED | BIOGAS |  | 0 | 0 | 0.99 |  |  |  | 0 | 0 | 0 |  |  |  | 0 | 0 | 0 |  | CONNECTED | 0.99 | 0.95949999999999991 | 1.01 | 0.057 | 0.06 | 2012-05-01 | 0 |  |  | 0 | 0 | [8 empty] | 2023-05-12 00:00:00 | 54.9186 | -2.8912
DATA NOT AVAILABLE | DATA NOT AVAILABLE | EDEN SUSTAINABLE | ALTHAM HQ, SYKE SIDE DRIVE, ACCRINGTON | ALTHAM HQ, SYKE SIDE DRIVE, ACCRINGTON | SENATOR INTERNATIONAL LIMITED UNIT B1 SYKESIDE DRIVE ALTHAM BUSINESS PARK ALTHAM | ACCRINGTON | LANCASHIRE | BB5 5YE | ENGLAND | 377340.06 | 432689.34 | PADIHAM - ROCHDALE GSP | PADIHAM BSP | PADIHAM BSP (400071) | 11 | ELECTRICITY NORTH WEST LIMITED | PV |  | 0 | 0 | 0.996 |  |  |  | 0 | 0 | 0 |  |  |  | 0 | 0 | 0 |  | CONNECTED | 0.996 | 0.94619999999999993 | 0.996 | 1.52 | 1.6 | 2022-07-15 | 0 |  |  | 0 | 0 | [8 empty] | 2023-05-12 00:00:00 | 53.79 | -2.3454
DATA NOT AVAILABLE | DATA NOT AVAILABLE | TREVORS WAREHOUSES LTD | TREVORS WAREHOUSE, BLACKPOOL, FY3 7XQ | TREVORS FOODSERVICE CHORLEY RD BLACKPOOL | TREVORS FOODSERVICE CHORLEY RD BLACKPOOL | BLACKPOOL | LANCASHIRE | FY3 7XQ | ENGLAND | 332847.57 | 438564.92 | PENWORTHAM WEST GSP - STANAH | BISPHAM PRY | WARBRECK (400117) | 0.41499999999999998 | ELECTRICITY NORTH WEST LIMITED | PV |  | 0 | 0 | 0.05 |  |  |  | 0 | 0 | 0 |  |  |  | 0 | 0 | 0 |  | CONNECTED | 0.05 | 4.7500000000000001E-2 | 0.05 | 0.095 | 0.1 | 2012-02-01 | 0 |  |  | 0 | 0 | [8 empty] | 2023-05-12 00:00:00 | 53.839 | -3.022
DATA NOT AVAILABLE | DATA NOT AVAILABLE |  |  | BAE SALMESBURY | BAE | SALMESBURY | LANCASHIRE | BB2 7LF | ENGLAND | 362434.92 | 431613.9 | PENWORTHAM EAST GSP / ROCHDALE SGT 1 GROUP | PRESTON EAST | PRESTON EAST | 6.6 | ELECTRICITY NORTH WEST LIMITED | NATURAL GAS |  | 0 | 0 | 0.5 |  |  |  | 0 | 0 | 0 |  |  |  | 0 | 0 | 0 |  | CONNECTED | 0.5 | 0 | 0 | 17.1 | 18 | 2010-07-01 | 0 |  |  | 0 | 0 | [8 empty] | 2023-05-12 00:00:00 | 53.7795 | -2.5715
DATA NOT AVAILABLE | DATA NOT AVAILABLE |  |  | MIDDLETON ARENA, LANCE CORPORAL JOEL HALLIWELL VC WAY, MIDDLETON, MANCHESTER | MIDDLETON ARENA, LANCE CORPORAL JOEL HALLIWELL VC WAY, MIDDLETON, MANCHESTER | MANCHESTER | GREATER MANCHESTER | M24 1AQ | ENGLAND | 387184.90500000003 | 405903.28600000002 | WHITEGATE GSP | CHADDERTON GRID | LANGLEY (302855) | 11 | ELECTRICITY NORTH WEST LIMITED | PV |  | 0 | 0 | 0.24 |  |  |  | 0 | 0 | 0 |  |  |  | 0 | 0 | 0 |  | CONNECTED | 0.24 | 0.23749999999999999 | 0.25 | 0.2622 | 0.276 | 2015-06-01 | 0 |  |  | 0 | 0 | [8 empty] | 2023-05-12 00:00:00 | 53.5496 | -2.1949
DATA NOT AVAILABLE | DATA NOT AVAILABLE | WIRELESS EDGE COMMUNICATIONS LTD | ALDI STORES, 2 MASON ST, HORWICH | ALDI STORES, 2 MASON STREET, HORWICH | ALDI STORES, 2 MASON STREET, HORWICH | BOLTON | GREATER MANCHESTER | BL6 5QP | ENGLAND | 363567 | 411317 | KEARSLEY 132 GSP | WESTHOUGHTON | CROWN LANE | 0.41499999999999998 | ELECTRICITY NORTH WEST LIMITED | PV |  | 0 | 0 | 0.05 |  |  |  | 0 | 0 | 0 |  |  |  | 0 | 0 | 0 |  | CONNECTED | 0.05 | 0 | 0 | 0.133 | 0.14 | 2015-12-06 | 0 |  |  | 0 | 0 | [8 empty] | 2023-05-12 00:00:00 | 53.5971 | -2.552
DATA NOT AVAILABLE | DATA NOT AVAILABLE | STERN WIND LTD | MIDTOWN FARM (NO. 1) W/T, GREAT ORTON | MIDTOWN FARM, WIGGONBY, WIGTON | MIDTOWN FARM, WIGGONBY, WIGTON | WIGTON | CUMBRIA | CA7 0JT | ENGLAND | 331598 | 552951 | HARKER ENWL SGTS 1 2 3A 4 / HUTTON GSP GROUP | CARLISLE | MORTON PARK & PIRELLI | 11 | ELECTRICITY NORTH WEST LIMITED | WIND |  | 0 | 0 | 0.5 |  |  |  | 0 | 0 | 0 |  |  |  | 0 | 0 | 0 |  | CONNECTED | 0.5 | 0.47499999999999998 | 0.5 | 0.019 | 0.02 | 2014-01-01 | 0 |  |  | 0 | 0 | [8 empty] | 2023-05-12 00:00:00 | 54.8666 | -3.0673
DATA NOT AVAILABLE | DATA NOT AVAILABLE | PHOENIX RENEWABLES LTD T/A EGG | SOUTHMOOR INDUSTRIAL ESTATE, WYTHENSHAW, MANCHESTER, M23 9XD | SOUTHMOOR INDUSTRIAL ESTATE, WYTHENSHAW, MANCHESTER | TEXAS GROUP PLC SOUTHMOOR INDUSTRIAL ESTATE SOUTHMOOR ROAD | MANCHESTER | LANCASHIRE | M23 9XD | ENGLAND | 380547 | 388914 | CARRINGTON | SALE BSP | BAGULEY | 11 | ELECTRICITY NORTH WEST LIMITED | PV |  | 0 | 0 | 0.066 |  |  |  | 0 | 0 | 0 |  |  |  | 0 | 0 | 0 |  | CONNECTED | 0.066 |  |  | 2.85 | 3 | 2023-02-23 | 0 |  |  | 0 | 0 | [8 empty] | 2023-05-12 00:00:00 | 53.3967 | -2.294
DATA NOT AVAILABLE | DATA NOT AVAILABLE | PHOENIX RENEWABLES LTD | SOUTHMOOR INDUSTRIAL ESTATE, WYTHENSHAW, MANCHESTER | SOUTHMOOR INDUSTRIAL ESTATE, WYTHENSHAW, MANCHESTER | TEXAS GROUP PLC SOUTHMOOR INDUSTRIAL ESTATE SOUTHMOOR ROAD | MANCHESTER | LANCASHIRE | M23 9XD | ENGLAND | 380547 | 388914 | CARRINGTON | SALE BSP | BAGULEY | 11 | ELECTRICITY NORTH WEST LIMITED | PV |  | 0 | 0 | 0.066 |  |  |  | 0 | 0 | 0 |  |  |  | 0 | 0 | 0 |  | CONNECTED | 0.066 |  |  | 2.85 | 3 | 2023-02-23 | 0 |  |  | 0 | 0 | [8 empty] | 2023-05-12 00:00:00 | 53.3967 | -2.294
DATA NOT AVAILABLE | DATA NOT AVAILABLE | LOW CARBON ENERGY COMPANY | HERITAGE ENVELOPES LTD, BLACKBURN | HERITAGE ENVELOPES LTD, BLACKBURN | HERITAGE ENVELOPES LIMITED, HERITAGE HOUSE, 6, DAVYFIELD ROAD | BLACKBURN | LANCASHIRE | BB1 2LU | ENGLAND | 369548 | 424792 | ROCHDALE SGTS 2 3 4 | LOWER DARWEN | LOWER DARWEN | 6.6 | ELECTRICITY NORTH WEST LIMITED | PV |  | 0 | 0 | 0.42 |  |  |  | 0 | 0 | 0 |  |  |  | 0 | 0 | 0 |  | CONNECTED | 0.42 | 0.18905 | 0.19900000000000001 | 0.18905 | 0.199 | 2020-07-30 | 0 |  |  | 0 | 0 | [8 empty] | 2023-05-12 00:00:00 | 53.7186 | -2.4629
DATA NOT AVAILABLE | DATA NOT AVAILABLE | ENERGI INSTALLATIONS PLC | MEG BANK STAINTON PENRITH | MEG BANK STAINTON PENRITH V3 | MEG BANK STAINTON PENRITH V3 | PENRITH | CUMBRIA | CA11 0EE | ENGLAND | 348763 | 528325 | HARKER ENWL SGTS 1 2 3A 4 / HUTTON GSP GROUP | PENRITH & SHAP | NEWTONGATE T11 & T12 | 0.41499999999999998 | ELECTRICITY NORTH WEST LIMITED | PV |  | 0 | 0 | 0.135 |  |  |  | 0 | 0 | 0 |  |  |  | 0 | 0 | 0 |  | CONNECTED | 0.135 | 4.2749999999999996E-2 | 4.4999999999999998E-2 | 0.07695 | 0.081 | 2012-07-01 | 0 |  |  | 0 | 0 | [8 empty] | 2023-05-12 00:00:00 | 54.6474 | -2.7955
DATA NOT AVAILABLE | DATA NOT AVAILABLE | DULAS LTD | HIGH HOUSE FARM, EGREMONT, CA22 2PJ | HIGH HOUSE FARM EGREMONT | HIGH HOUSE FARM EGREMONT | EGREMONT | CUMBRIA | CA22 2PJ | ENGLAND | 303822 | 511028 | HARKER ENWL SGTS 1 2 3A 4 / HUTTON GSP GROUP | EGREMONT | EGREMONT | 0.41499999999999998 | ELECTRICITY NORTH WEST LIMITED | WIND |  | 0 | 0 | 0.09 |  |  |  | 0 | 0 | 0 |  |  |  | 0 | 0 | 0 |  | CONNECTED | 0.09 | 0 | 0 | 0.00095 | 0.001 | 2012-07-01 | 0 |  |  | 0 | 0 | [8 empty] | 2023-05-12 00:00:00 | 54.4854 | -3.4861
DATA NOT AVAILABLE | DATA NOT AVAILABLE | DIAMOND RENEWABLES | SWINDEN MOORHEAD FARM SKIPTON | SWINDEN MOORHEAD FARM SKIPTON | SWINDEN MOORHEAD FARM SKIPTON | SKIPTON | N.YORKSHIRE | BD23 4LU | ENGLAND | 387042 | 453159 | PADIHAM GSP | PADIHAM | FLAT LANE | 0.41499999999999998 | ELECTRICITY NORTH WEST LIMITED | WIND |  | 0 | 0 | 0.05 |  |  |  | 0 | 0 | 0 |  |  |  | 0 | 0 | 0 |  | CONNECTED | 0.05 | 0 | 0 | 0.00095 | 0.001 | 2012-08-01 | 0 |  |  | 0 | 0 | [8 empty] | 2023-05-12 00:00:00 | 53.9743 | -2.199
DATA NOT AVAILABLE | DATA NOT AVAILABLE | PSK DESIGN LTD | RADISSON BLU MANCHESTER AIRPORT, CHICAGO AVENUE, MANCHESTER | RADISSON BLU MANCHESTER AIRPORT, CHICAGO AVENUE, MANCHESTER | RADISSON BLU MANCHESTER AIRPORT, CHICAGO AVENUE, MANCHESTER | MANCHESTER | GREATER MANCHESTER | M90 3RA | ENGLAND | 381770 | 385387 | SOUTH MANCHESTER GSP | MOSS NOOK | MANCHESTER AIRPORT | 11 | ELECTRICITY NORTH WEST LIMITED | NATURAL GAS |  | 0 | 0 | 0.4 |  |  |  | 0 | 0 | 0 |  |  |  | 0 | 0 | 0 |  | CONNECTED | 0.4 |  |  | 0 | 0 | 2017-08-14 | 0 |  |  | 0 | 0 | [8 empty] | 2023-05-12 00:00:00 | 53.365 | -2.2754
DATA NOT AVAILABLE | DATA NOT AVAILABLE | UNITED UTILITIES | CHORLEY WWTW COMMON BANK LANE CHORLEY PR7 1NR | CHORLEY WWTW COMMON BANK LANE CHORLEY PR7 1NR | CHORLEY WWTW COMMONBANK LANE CHORLEY, PR7 1NR | CHORLEY | LANCASHIRE | PR7 1NR | ENGLAND | 356768 | 417641 | PENWORTHAM WEST GSP / STANAH GSP GROUP | WRIGHTINGTON | TARLETON | 11 | ELECTRICITY NORTH WEST LIMITED | PV |  | 0 | 0 | 0.7 |  |  |  | 0 | 0 | 0 |  |  |  | 0 | 0 | 0 |  | CONNECTED | 0.7 | 0.66499999999999992 | 0.7 | 0.475 | 0.5 | 2018-03-01 | 0 |  |  | 0 | 0 | [8 empty] | 2023-05-12 00:00:00 | 53.6535 | -2.6556
DATA NOT AVAILABLE | DATA NOT AVAILABLE | SAVE HEAT ENERGY UK | ABP DOCKS, SILLOTH | ABP DOCKS, SILLOTH | ABP DOCKS, SILLOTH | CARLISLE | CUMBRIA | CA7 4JQ | ENGLAND | 310771 | 553507 | HARKER ENWL SGTS 1 2 3A 4 / HUTTON GSP GROUP | CARLISLE | SILLOTH | 0.41499999999999998 | ELECTRICITY NORTH WEST LIMITED | PV |  | 0 | 0 | 0.22 |  |  |  | 0 | 0 | 0 |  |  |  | 0 | 0 | 0 |  | CONNECTED | 0.22 | 0.23749999999999999 | 0.25 | 0 | 0 | 2017-12-01 | 0 |  |  | 0 | 0 | [8 empty] | 2023-05-12 00:00:00 | 54.8683 | -3.3919
DATA NOT AVAILABLE | DATA NOT AVAILABLE | EARTHMILL | LANGHORN FARM, EGREMONT | LANGHORN FARM, EGREMONT | LANGHORN FARM, EGREMONT | EGREMONT | CUMBRIA | CA22 2TE | ENGLAND | 300421 | 512728 | HARKER ENWL SGTS 1 2 3A 4 / HUTTON GSP GROUP | EGREMONT | EGREMONT | 0.41499999999999998 | ELECTRICITY NORTH WEST LIMITED | WIND |  | 0 | 0 | 0.08 |  |  |  | 0 | 0 | 0 |  |  |  | 0 | 0 | 0 |  | CONNECTED | 0.08 | 8.5499999999999993E-2 | 0.09 | 0.0076 | 0.008 | 2013-12-01 | 0 |  |  | 0 | 0 | [8 empty] | 2023-05-12 00:00:00 | 54.5001 | -3.5392
DATA NOT AVAILABLE | DATA NOT AVAILABLE | UNITED UTILITIES | ROSSENDALE WWTW IRWELL VALE ROAD EWOOD BRIDGE BB4 6LF | ROSSENDALE WWTW IRWELL VALE ROAD EWOOD BRIDGE | ROSSENDALE WWTW IRWELL VALE ROAD EWOOD BRIDGE | ROSSENDALE | LANCASHIRE | BB4 6LF | ENGLAND | 379327 | 420708 | PADIHAM GSP | ROSSENDALE | RAWTENSTALL RD | 0.41499999999999998 | ELECTRICITY NORTH WEST LIMITED | PV |  | 0 | 0 | 0.75 |  |  |  | 0 | 0 | 0 |  |  |  | 0 | 0 | 0 |  | CONNECTED | 0.75 | 0.4123 | 0.434 | 0.4275 | 0.45 | 2016-12-14 | 0 |  |  | 0 | 0 | [8 empty] | 2023-05-12 00:00:00 | 53.6824 | -2.3145
DATA NOT AVAILABLE | DATA NOT AVAILABLE | LOW CARBON ENERGY COMPANY | ALSTON DAIRY, ALSTON LANE, PRESTON | ALSTON DAIRY, ALSTON LANE, PRESTON | ALSTON DAIRY, ALSTON LANE, PRESTON | FLEETWOOD | GREATER MANCHESTER | PR3 3BN | ENGLAND | 360667 | 434456 | PENWORTHAM EAST GSP / ROCHDALE SGT 1 GROUP | PRESTON EAST | LONGRIDGE | 0.41499999999999998 | ELECTRICITY NORTH WEST LIMITED | PV |  | 0 | 0 | 0.05 |  |  |  | 0 | 0 | 0 |  |  |  | 0 | 0 | 0 |  | CONNECTED | 0.05 | 0 | 0 | 0.095 | 0.1 | 2016-09-14 | 0 |  |  | 0 | 0 | [8 empty] | 2023-05-12 00:00:00 | 53.8049 | -2.5987
DATA NOT AVAILABLE | DATA NOT AVAILABLE |  |  | PEEL PARK POOL | TOM HUSBAND LEISURE COMPLEX | SALFORD | GREATER MANCHESTER | M5 4WT | ENGLAND | 382136 | 398570 | DATA NOT AVAILABLE | DATA NOT AVAILABLE | DATA NOT AVAILABLE | 6.6 | ELECTRICITY NORTH WEST LIMITED | NATURAL GAS |  | 0 | 0 | 0.078 |  |  |  | 0 | 0 | 0 |  |  |  | 0 | 0 | 0 |  | CONNECTED | 0.078 |  |  | 0 | 0 | 1998-04-21 | 0 |  |  | 0 | 0 | [8 empty] | 2023-05-12 00:00:00 | 53.4835 | -2.2707
DATA NOT AVAILABLE | DATA NOT AVAILABLE |  |  | BRITISH GAS - MOSS LANE | WELMAN HOUSE, GOLF ROAD | ALTRINCHAM | GREATER MANCHESTER | WA15 8AE | ENGLAND | 379214 | 385525 | DATA NOT AVAILABLE | DATA NOT AVAILABLE | DATA NOT AVAILABLE | 11 | ELECTRICITY NORTH WEST LIMITED | NATURAL GAS |  | 0 | 0 | 0.74 |  |  |  | 0 | 0 | 0 |  |  |  | 0 | 0 | 0 |  | CONNECTED | 0.74 |  |  | 1.33 | 1.4 | 1988-11-17 | 0 |  |  | 0 | 0 | [8 empty] | 2023-05-12 00:00:00 | 53.3662 | -2.3138
DATA NOT AVAILABLE | DATA NOT AVAILABLE |  |  | GREAVES HALL HOSPITAL | GREAVES HALL HOSPITAL | SOUTHPORT | LANCASHIRE | PR9 8BL | ENGLAND | 339478 | 420260 | DATA NOT AVAILABLE | DATA NOT AVAILABLE | DATA NOT AVAILABLE | 0.41499999999999998 | ELECTRICITY NORTH WEST LIMITED | NATURAL GAS |  | 0 | 0 | 0.075 |  |  |  | 0 | 0 | 0 |  |  |  | 0 | 0 | 0 |  | CONNECTED | 0.075 |  |  | 0.00095 | 0.001 |  | 0 |  |  | 0 | 0 | [8 empty] | 2023-05-12 00:00:00 | 53.6753 | -2.9176
DATA NOT AVAILABLE | DATA NOT AVAILABLE |  |  | HOPE HOSPITAL | WORTHINGTON HOUSE | SALFORD | GREATER MANCHESTER | M6 8WH | ENGLAND | 378686 | 398995 | DATA NOT AVAILABLE | DATA NOT AVAILABLE | DATA NOT AVAILABLE | 6.6 | ELECTRICITY NORTH WEST LIMITED | NATURAL GAS |  | 0 | 0 | 0.136 |  |  |  | 0 | 0 | 0 |  |  |  | 0 | 0 | 0 |  | CONNECTED | 0.136 |  |  | 3.8 | 4 |  | 0 |  |  | 0 | 0 | [8 empty] | 2023-05-12 00:00:00 | 53.4872 | -2.3227
DATA NOT AVAILABLE | DATA NOT AVAILABLE |  |  | DENTONS FARM, 118 CHORLEY RD, BLACKROD, BOLTON | DENTONS FARM, 118 CHORLEY RD, BLACKROD, BOLTON | BOLTON | GREATER MANCHESTER | BL6 5JZ | ENGLAND | 360971 | 411813 | KEARSLEY 132 GSP | WESTHOUGHTON | CROWN LANE | 0.41499999999999998 | ELECTRICITY NORTH WEST LIMITED | PV |  | 0 | 0 | 0.18 |  |  |  | 0 | 0 | 0 |  |  |  | 0 | 0 | 0 |  | CONNECTED | 0.18 | 0.22989999999999999 | 0.24199999999999999 | 0.076 | 0.08 | 2015-05-01 | 0 |  |  | 0 | 0 | [8 empty] | 2023-05-12 00:00:00 | 53.6014 | -2.5913
DATA NOT AVAILABLE | DATA NOT AVAILABLE |  |  | FIELDS FOOT FARM EAVES GREEN LANE GOOSNARGH | FIELDS FOOT FARM EAVES GREEN LANE GOOSNARGH | PRESTON | LANCASHIRE | PR3 2FE | ENGLAND | 357084 | 437609 | PENWORTHAM EAST GSP / ROCHDALE SGT 1 GROUP | PRESTON EAST | LONGRIDGE | 0.41499999999999998 | ELECTRICITY NORTH WEST LIMITED | PV |  | 0 | 0 | 0.1 |  |  |  | 0 | 0 | 0 |  |  |  | 0 | 0 | 0 |  | CONNECTED | 0.1 | 0 | 0 | 0.17385 | 0.183 | 2015-01-01 | 0 |  |  | 0 | 0 | [8 empty] | 2023-05-12 00:00:00 | 53.833 | -2.6536
DATA NOT AVAILABLE | DATA NOT AVAILABLE |  |  | MANCHESTER RAIL OPERATING CENTRE, 8 WOLVERTON STREET, GORTON | MANCHESTER RAIL OPERATING CENTRE, 8 WOLVERTON STREET, GORTON | MANCHESTER | GREATER MANCHESTER | M11 2ET | ENGLAND | 386913 | 397405 | STALYBRIDGE GSP | STUART ST | BRADFORD | 6.6 | ELECTRICITY NORTH WEST LIMITED | OIL |  | 0 | 0 | 0.9091 |  |  |  | 0 | 0 | 0 |  |  |  | 0 | 0 | 0 |  | CONNECTED | 0.9091 | 0 | 0 | 1.1875 | 1.25 | 2014-03-01 | 0 |  |  | 0 | 0 | [8 empty] | 2023-05-12 00:00:00 | 53.4732 | -2.1986
DATA NOT AVAILABLE | DATA NOT AVAILABLE |  |  | SPAR DISTRICT DISTRIBUTION CENTRE | BLACKPOOL RD | PRESTON | LANCASHIRE | PR2 6BX | ENGLAND | 355778 | 430735 | PENWORTHAM EAST GSP / ROCHDALE SGT 1 GROUP | PRESTON EAST | DODGSON RD | 6.6 | ELECTRICITY NORTH WEST LIMITED | OIL |  | 0 | 0 | 0.5 |  |  |  | 0 | 0 | 0 |  |  |  | 0 | 0 | 0 |  | CONNECTED | 0.5 | 0 | 0 | 0.9025 | 0.95 |  | 0 |  |  | 0 | 0 | [8 empty] | 2023-05-12 00:00:00 | 53.7711 | -2.6724
DATA NOT AVAILABLE | DATA NOT AVAILABLE |  |  | MUSEUM OF SCIENCE & INDUSTRY | LIVERPOOL ROAD | MANCHESTER | GREATER MANCHESTER | M3 4JP | ENGLAND | 383173 | 397870 | SOUTH MANCHESTER GSP | BLOOM ST | KNOTT MILL | 0.41499999999999998 | ELECTRICITY NORTH WEST LIMITED | NATURAL GAS |  | 0 | 0 | 0.207 |  |  |  | 0 | 0 | 0 |  |  |  | 0 | 0 | 0 |  | CONNECTED | 0.207 | 0.48354999999999998 | 0.50900000000000001 | 0.48355 | 0.509 |  | 0 |  |  | 0 | 0 | [8 empty] | 2023-05-12 00:00:00 | 53.4773 | -2.255
DATA NOT AVAILABLE | DATA NOT AVAILABLE |  |  | WYTHENSHAWE HOSPITAL (PHASE 2) | SOUTHMOOR ROAD | MANCHESTER | GREATER MANCHESTER | M23 9LT | ENGLAND | 380598 | 388039 | CARRINGTON ENWL SGTS 1B 2B 4 7 | SALE | BAGULEY | 11 | ELECTRICITY NORTH WEST LIMITED | NATURAL GAS |  | 0 | 0 | 0.572 |  |  |  | 0 | 0 | 0 |  |  |  | 0 | 0 | 0 |  | CONNECTED | 0.572 | 0 | 0 | 4.75 | 5 | 2008-05-01 | 0 |  |  | 0 | 0 | [8 empty] | 2023-05-12 00:00:00 | 53.3888 | -2.2932
DATA NOT AVAILABLE | DATA NOT AVAILABLE |  |  | VICTORIA HOSPITAL BLACKPOOL | VICTORIA HOSPITAL | BLACKPOOL | LANCASHIRE | FY3 8NR | ENGLAND | 333195 | 436523 | PENWORTHAM WEST GSP / STANAH GSP GROUP | BLACKPOOL | PRESTON OLD RD | 6.6 | ELECTRICITY NORTH WEST LIMITED | NOT KNOWN |  | 0 | 0 | 0.58 |  |  |  | 0 | 0 | 0 |  |  |  | 0 | 0 | 0 |  | CONNECTED | 0.58 | 0 | 0 | 2.185 | 2.3 |  | 0 |  |  | 0 | 0 | [8 empty] | 2023-05-12 00:00:00 | 53.8207 | -3.0163
DATA NOT AVAILABLE | DATA NOT AVAILABLE |  |  | BILLINGE HILL QUARRY 2 | BILLINGE HILL QUARRY | ST HELENS | MERSEYSIDE | WN5 7PG | ENGLAND | 352680 | 400054 | WASHWAY FARM GSP / KIRKBY GSP GROUP | ORRELL | UPHOLLAND | 11 | ELECTRICITY NORTH WEST LIMITED | LANDFILL GAS |  | 0 | 0 | 0.98 |  |  |  | 0 | 0 | 0 |  |  |  | 0 | 0 | 0 |  | CONNECTED | 0.98 | 0.39709999999999995 | 0.41799999999999998 | 0.038 | 0.04 | 1998-04-01 | 0 |  |  | 0 | 0 | [8 empty] | 2023-05-12 00:00:00 | 53.495 | -2.7147
DATA NOT AVAILABLE | DATA NOT AVAILABLE |  |  | RAMADA HOTEL | WEST SIDE MARKET PLACE | MANCHESTER | GREATER MANCHESTER | M3 2EQ | ENGLAND | 383716 | 398541 | WHITEGATE GSP | RED BANK | CANNON ST | 0.41499999999999998 | ELECTRICITY NORTH WEST LIMITED | NATURAL GAS |  | 0 | 0 | 0.145 |  |  |  | 0 | 0 | 0 |  |  |  | 0 | 0 | 0 |  | CONNECTED | 0.145 | 0.46359999999999996 | 0.48799999999999999 | 0.4636 | 0.488 | 1993-01-07 | 0 |  |  | 0 | 0 | [8 empty] | 2023-05-12 00:00:00 | 53.4833 | -2.2469
DATA NOT AVAILABLE | DATA NOT AVAILABLE |  |  | HORWICH LEISURE CENTRE | VICTORIA RD | BOLTON | GREATER MANCHESTER | BL6 5PY | ENGLAND | 364176 | 411389 | KEARSLEY 132 GSP | WESTHOUGHTON | CROWN LANE | 0.41499999999999998 | ELECTRICITY NORTH WEST LIMITED | NATURAL GAS |  | 0 | 0 | 0.075 |  |  |  | 0 | 0 | 0 |  |  |  | 0 | 0 | 0 |  | CONNECTED | 0.075 | 0.19 | 0.2 | 0.19 | 0.2 | 1989-08-17 | 0 |  |  | 0 | 0 | [8 empty] | 2023-05-12 00:00:00 | 53.5978 | -2.5428
DATA NOT AVAILABLE | DATA NOT AVAILABLE | HARMONY ENERGY | GREENLANDS, CARLISLE | GREENLANDS, CARLISLE | GREENLANDS, CARLISLE | CARLISLE | CUMBRIA | CA4 0RR | ENGLAND | 342060.50099999999 | 548218.05599999998 | HARKER - HUTTON | PENRITH BSP | HUTTON END (609653) | 11 | ELECTRICITY NORTH WEST LIMITED | WIND |  | 0 | 0 | 0.5 |  |  |  | 0 | 0 | 0 |  |  |  | 0 | 0 | 0 |  | CONNECTED | 0.5 | 0.47499999999999998 | 0.5 | 0.03895 | 0.041 | 2015-12-01 | 0 |  |  | 0 | 0 | [8 empty] | 2023-05-12 00:00:00 | 54.8254 | -2.9033
DATA NOT AVAILABLE | DATA NOT AVAILABLE |  |  | ASDA BURNLEY | PRINCESS WAY | BURNLEY | LANCASHIRE | BB12 0EQ | ENGLAND | 383978.386 | 433304.647 | PADIHAM - ROCHDALE GSP | BURNLEY GSP | BURNLEY NORTH (400049) | 6.6 | ELECTRICITY NORTH WEST LIMITED | OIL |  | 0 | 0 | 0.64 |  |  |  | 0 | 0 | 0 |  |  |  | 0 | 0 | 0 |  | CONNECTED | 0.64 | 0 | 0 | 0.40945 | 0.431 |  | 0 |  |  | 0 | 0 | [8 empty] | 2023-05-12 00:00:00 | 53.7958 | -2.2447
DATA NOT AVAILABLE | DATA NOT AVAILABLE | SOLAR POWER PV LTD | FORT VALE ENGINEERING, BURNLEY | FORT VALE ENGINEERING, BURNLEY | FORT VALE ENGINEERING, BURNLEY | BURNLEY | LANCASHIRE | BB12 7ND | ENGLAND | 377471.33 | 433399.071 | PADIHAM - ROCHDALE GSP | PADIHAM BSP | PADIHAM BSP (400071) | 11 | ELECTRICITY NORTH WEST LIMITED | PV |  | 0 | 0 | 0.807 |  |  |  | 0 | 0 | 0 |  |  |  | 0 | 0 | 0 |  | CONNECTED | 0.807 | 0 | 0 | 1.9 | 2 | 2015-12-01 | 0 |  |  | 0 | 0 | [8 empty] | 2023-05-12 00:00:00 | 53.7964 | -2.3435
DATA NOT AVAILABLE | DATA NOT AVAILABLE | COGENCO LTD | MANCHESTER AIRPORT HILTON HOTEL, OUTWOOD LANE, MANCHESTER | MANCHESTER AIRPORT HILTON HOTEL, OUTWOOD LANE, MANCHESTER | MANCHESTER AIRPORT HILTON HOTEL, OUTWOOD LANE, MANCHESTER | MANCHESTER | GREATER MANCHESTER | M90 4WP | ENGLAND | 382067.05099999998 | 385491.37400000001 | SOUTH MANCHESTER GSP | MOSS NOOK GRID | THORLEY LANE (100126) | 0.41499999999999998 | ELECTRICITY NORTH WEST LIMITED | NATURAL GAS |  | 0 | 0 | 0.16 |  |  |  | 0 | 0 | 0 |  |  |  | 0 | 0 | 0 |  | CONNECTED | 0.16 | 0 | 0 | 0.38 | 0.4 | 2015-06-02 | 0 |  |  | 0 | 0 | [8 empty] | 2023-05-12 00:00:00 | 53.366 | -2.271
DATA NOT AVAILABLE | DATA NOT AVAILABLE | UNITED UTILITIES GROUP PLC | MACCLESFIELD WWTW, BUTLEY LANE, PRESTBURY | MACCLESFIELD WWTW, BUTLEY LANE, PRESTBURY | MACCLESFIELD WWTW, BUTLEY LANE, PRESTBURY | MACCLESFIELD | GREATER MANCHESTER | SK10 4DS | ENGLAND | 389778.13 | 378243.34 | MACC SUPER GRID | MACC SUPER GRID | BOLLINGTON (301435) | 11 | ELECTRICITY NORTH WEST LIMITED | PV |  | 0 | 0 | 0.87 |  |  |  | 0 | 0 | 0 |  |  |  | 0 | 0 | 0 |  | CONNECTED | 0.87 | 0.95 | 1 | 0.44745 | 0.471 | 2016-10-26 | 0 |  |  | 0 | 0 | [8 empty] | 2023-05-12 00:00:00 | 53.301 | -2.1548
DATA NOT AVAILABLE | DATA NOT AVAILABLE |  |  | SAINSBURYS WILMSLOW RD MANCHESTER | SAINSBURYS WILMSLOW RD MANCHESTER | MANCHESTER | GREATER MANCHESTER | M14 6SS | ENGLAND | 385648.78600000002 | 393809.78399999999 | SOUTH MANCHESTER GSP | WEST DIDSBURY GRID | FALLOWFIELD (100114) | 6.6 | ELECTRICITY NORTH WEST LIMITED | PV |  | 0 | 0 | 0.0945 |  |  |  | 0 | 0 | 0 |  |  |  | 0 | 0 | 0 |  | CONNECTED | 0.0945 | 9.5000000000000001E-2 | 0.1 | 0.4275 | 0.45 | 2012-07-01 | 0 |  |  | 0 | 0 | [8 empty] | 2023-05-12 00:00:00 | 53.4409 | -2.2175
DATA NOT AVAILABLE | DATA NOT AVAILABLE |  |  | UUNW HODDER WTW | HODDER WORKS, (STOCKS RESERVOIR) CATLOW RD | CLITHEROE | LANCASHIRE | BB7 3AQ | ENGLAND | 371790.83 | 454419.49 | PADIHAM - ROCHDALE GSP | PADIHAM BSP | BOLTON BY BOWLAND (400075) | 11 | ELECTRICITY NORTH WEST LIMITED | HYDRO |  | 0 | 0 | 0.075 |  |  |  | 0 | 0 | 0 |  |  |  | 0 | 0 | 0 |  | CONNECTED | 0.075 | 8.0750000000000002E-2 | 8.5000000000000006E-2 | 0.50255 | 0.529 |  | 0 |  |  | 0 | 0 | [8 empty] | 2023-05-12 00:00:00 | 53.9851 | -2.4317
DATA NOT AVAILABLE | DATA NOT AVAILABLE |  |  | UUNW HODDER WTW | HODDER WORKS, (STOCKS RESERVOIR) CATLOW RD | CLITHEROE | LANCASHIRE | BB7 3AQ | ENGLAND | 371790.83 | 454419.49 | PADIHAM - ROCHDALE GSP | PADIHAM BSP | BOLTON BY BOWLAND (400075) | 11 | ELECTRICITY NORTH WEST LIMITED | OIL |  | 0 | 0 | 0.44 |  |  |  | 0 | 0 | 0 |  |  |  | 0 | 0 | 0 |  | CONNECTED | 0.44 | 8.0750000000000002E-2 | 8.5000000000000006E-2 | 0.50255 | 0.529 |  | 0 |  |  | 0 | 0 | [8 empty] | 2023-05-12 00:00:00 | 53.9851 | -2.4317
DATA NOT AVAILABLE | DATA NOT AVAILABLE |  |  | ASDA, STATHAM RD SKELMERSDALE | ASDA, STATHAM RD SKELMERSDALE | WIGAN | LANCASHIRE | WN8 8DY | ENGLAND | 346658.13 | 407404.27 | WASHWAY FARM GSP - KIRKBY GSP | SKELMERSDALE GRID | SKELMERSDALE (200417) | 11 | ELECTRICITY NORTH WEST LIMITED | NATURAL GAS |  | 0 | 0 | 0.2 |  |  |  | 0 | 0 | 0 |  |  |  | 0 | 0 | 0 |  | CONNECTED | 0.2 | 0 | 0 | 1.5932 | 1.677 | 2014-07-01 | 0 |  |  | 0 | 0 | [8 empty] | 2023-05-12 00:00:00 | 53.5605 | -2.8068
DATA NOT AVAILABLE | DATA NOT AVAILABLE | URS LTD | MARKS & SPENCER, COPPICE WAY, HANDFORTH | MARKS & SPENCER, COPPICE WAY, HANDFORTH | MARKS & SPENCER, COPPICE WAY, HANDFORTH | WILMSLOW | GREATER MANCHESTER | SK9 3PB | ENGLAND | 386315.85600000003 | 383634.92300000001 | SOUTH MANCHESTER GSP | MOSS NOOK GRID | HANDFORTH (302898) | 11 | ELECTRICITY NORTH WEST LIMITED | OIL |  | 0 | 0 | 0.504 |  |  |  | 0 | 0 | 0 |  |  |  | 0 | 0 | 0 |  | CONNECTED | 0.504 | 0.43509999999999999 | 0.45800000000000002 | 0.9025 | 0.95 | 2016-04-27 | 0 |  |  | 0 | 0 | [8 empty] | 2023-05-12 00:00:00 | 53.3494 | -2.207
DATA NOT AVAILABLE | DATA NOT AVAILABLE | COGENCO LTD | BOLTON HOLIDAY INN, 1 HIGHER BRIDGE STREET, BOLTON | BOLTON HOLIDAY INN, 1 HIGHER BRIDGE STREET, BOLTON | BOLTON HOLIDAY INN, 1 HIGHER BRIDGE STREET, BOLTON | BOLTON | GREATER MANCHESTER | BL1 2EW | ENGLAND | 371653.28 | 409628.83 | KEARSLEY GSP | BOLTON GRID | SPA RD (200102) | 11 | ELECTRICITY NORTH WEST LIMITED | NATURAL GAS |  | 0 | 0 | 0.16 |  |  |  | 0 | 0 | 0 |  |  |  | 0 | 0 | 0 |  | CONNECTED | 0.16 | 0 | 0 | 0.2888 | 0.304 | 2016-02-25 | 0 |  |  | 0 | 0 | [8 empty] | 2023-05-12 00:00:00 | 53.5825 | -2.4296
DATA NOT AVAILABLE | DATA NOT AVAILABLE |  |  | M&A PHARMACHEM WINGATES IND EST WESTHOUGHTON | M&A PHARMACHEM WINGATES IND EST WESTHOUGHTON | BOLTON | GREATER MANCHESTER | BL5 3XE | ENGLAND | 364752.69500000001 | 407286.14600000001 | KEARSLEY GSP | WESTHOUGHTON | WESTHOUGHTON (200413) | 11 | ELECTRICITY NORTH WEST LIMITED | PV |  | 0 | 0 | 0.15 |  |  |  | 0 | 0 | 0 |  |  |  | 0 | 0 | 0 |  | CONNECTED | 0.15 | 0.14249999999999999 | 0.15 | 1.9 | 2 | 2012-07-01 | 0 |  |  | 0 | 0 | [8 empty] | 2023-05-12 00:00:00 | 53.561 | -2.5336
DATA NOT AVAILABLE | DATA NOT AVAILABLE |  |  | SAINSBURYS TRINITY STREET BOLTON | SAINSBURYS TRINITY STREET BOLTON | BOLTON | GREATER MANCHESTER | BL3 6DH | ENGLAND | 371606.88 | 408512.72 | KEARSLEY GSP | BOLTON GRID | SPA RD (200102) | 6.6 | ELECTRICITY NORTH WEST LIMITED | PV |  | 0 | 0 | 0.195 |  |  |  | 0 | 0 | 0 |  |  |  | 0 | 0 | 0 |  | CONNECTED | 0.195 | 0 | 0 | 0.4275 | 0.45 | 2013-04-01 | 0 |  |  | 0 | 0 | [8 empty] | 2023-05-12 00:00:00 | 53.5724 | -2.4302
DATA NOT AVAILABLE | DATA NOT AVAILABLE |  |  | STONYHURST COLLEGE CLITHEROE | STONYHURST COLLEGE CLITHEROE | CLITHEROE | LANCASHIRE | BB7 9PZ | ENGLAND | 369028.43699999998 | 439127.47200000001 | PADIHAM - ROCHDALE GSP | PADIHAM BSP | WHALLEY (400074) | 11 | ELECTRICITY NORTH WEST LIMITED | NATURAL GAS |  | 0 | 0 | 0.36 |  |  |  | 0 | 0 | 0 |  |  |  | 0 | 0 | 0 |  | CONNECTED | 0.36 | 0 | 0 | 1.235 | 1.3 | 2013-11-01 | 0 |  |  | 0 | 0 | [8 empty] | 2023-05-12 00:00:00 | 53.8475 | -2.4722
DATA NOT AVAILABLE | DATA NOT AVAILABLE |  |  | SAINSBURYS LONDON ROAD HAZEL GROVE | SAINSBURYS LONDON ROAD HAZEL GROVE | STOCKPORT | CHESHIRE | SK7 4AW | ENGLAND | 391774.72399999999 | 387612.25799999997 | BREDBURY | HAZEL GROVE GRID | GREEN LANE (301640) | 11 | ELECTRICITY NORTH WEST LIMITED | PV |  | 0 | 0 | 0.21 |  |  |  | 0 | 0 | 0 |  |  |  | 0 | 0 | 0 |  | CONNECTED | 0.21 | 0 | 0 | 0.42655 | 0.449 | 2013-07-01 | 0 |  |  | 0 | 0 | [8 empty] | 2023-05-12 00:00:00 | 53.3853 | -2.1251
DATA NOT AVAILABLE | DATA NOT AVAILABLE | HYPERION ZERO | SWAN MILL, FOXDENTON LANE, MANCHESTER | SWAN MILL, FOXDENTON LANE, MANCHESTER | WALKERS WAREHOUSE SWAN MILL FOXDENTON LANE MIDDLETON | MANCHESTER | LANCASHIRE | M24 1QR | ENGLAND | 388949.478 | 404792.26199999999 | WHITEGATE GSP | CHADDERTON GRID | CHADDERTON (300029) | 6.6 | ELECTRICITY NORTH WEST LIMITED | PV |  | 0 | 0 | 0.05 |  |  |  | 0 | 0 | 0 |  |  |  | 0 | 0 | 0 |  | CONNECTED | 0.05 | 4.7500000000000001E-2 | 0.05 | 0.038 | 0.04 | 2022-09-06 | 0 |  |  | 0 | 0 | [8 empty] | 2023-05-12 00:00:00 | 53.5397 | -2.1682
DATA NOT AVAILABLE | DATA NOT AVAILABLE |  |  | WM MORRISON, |  | NELSON | LANCASHIRE | BB9 7UZ | ENGLAND | 385724.99599999998 | 438171.71299999999 | PADIHAM - ROCHDALE GSP | NELSON GSP | NELSON (400044) | 6.6 | ELECTRICITY NORTH WEST LIMITED | NATURAL GAS |  | 0 | 0 | 0.15 |  |  |  | 0 | 0 | 0 |  |  |  | 0 | 0 | 0 |  | CONNECTED | 0.15 | 0 | 0 | 0.5035 | 0.53 | 2009-08-01 | 0 |  |  | 0 | 0 | [8 empty] | 2023-05-12 00:00:00 | 53.8396 | -2.2184
DATA NOT AVAILABLE | DATA NOT AVAILABLE |  |  | DRIGG MOORSIDE FARM, HOLMROOK | DRIGG MOORSIDE FARM, HOLMROOK | SEASCALE | CUMBRIA | CA19 1XU | ENGLAND | 305513.83100000001 | 500010.45299999998 | HARKER - HUTTON | EGREMONT | MIDWAY (609354) | 11 | ELECTRICITY NORTH WEST LIMITED | WIND |  | 0 | 0 | 0.4 |  |  |  | 0 | 0 | 0 |  |  |  | 0 | 0 | 0 |  | CONNECTED | 0.4 | 0.39139999999999997 | 0.41199999999999998 | 0.019 | 0.02 | 2016-09-19 | 0 |  |  | 0 | 0 | [8 empty] | 2023-05-12 00:00:00 | 54.3868 | -3.4565
DATA NOT AVAILABLE | DATA NOT AVAILABLE | HYPERION ZERO | SWAN MILL, FOXDENTON LANE, MANCHESTER | SWAN MILL, FOXSTONE LANE, MIDDLETON, MANCHESTER | WALKERS WAREHOUSE SWAN MILL FOXDENTON LANE MIDDLETON | MANCHESTER | LANCASHIRE | M24 1QR | ENGLAND | 388949.478 | 404792.26199999999 | WHITEGATE GSP | CHADDERTON GRID | CHADDERTON (300029) | 6.6 | ELECTRICITY NORTH WEST LIMITED | PV |  | 0 | 0 | 0.05 |  |  |  | 0 | 0 | 0 |  |  |  | 0 | 0 | 0 |  | CONNECTED | 0.05 |  |  | 0.038 | 0.04 | 2022-09-06 | 0 |  |  | 0 | 0 | [8 empty] | 2023-05-12 00:00:00 | 53.5397 | -2.1682
DATA NOT AVAILABLE | DATA NOT AVAILABLE | THE LOW CARBON ENERGY COMPANY | SWAN MILL, FOXSTONE LANE, MIDDLETON, MANCHESTER | SWAN MILL, FOXDENTON LANE, MANCHESTER | WALKERS WAREHOUSE SWAN MILL FOXDENTON LANE MIDDLETON | MANCHESTER | LANCASHIRE | M24 1QR | ENGLAND | 388949.478 | 404792.26199999999 | WHITEGATE GSP | CHADDERTON GRID | CHADDERTON (300029) | 6.6 | ELECTRICITY NORTH WEST LIMITED | PV |  | 0 | 0 | 0.05 |  |  |  | 0 | 0 | 0 |  |  |  | 0 | 0 | 0 |  | CONNECTED | 0.05 | 4.7500000000000001E-2 | 0.05 | 0.038 | 0.04 | 2022-09-06 | 0 |  |  | 0 | 0 | [8 empty] | 2023-05-12 00:00:00 | 53.5397 | -2.1682
DATA NOT AVAILABLE | DATA NOT AVAILABLE |  |  | 85 ADDRESSES, BESWICK, MANCHESTER |  | MANCHESTER | GREATER MANCHESTER | M11 3NH | ENGLAND | 386362 | 397622 | STALYBRIDGE GSP | STUART ST | BRADFORD | 0.41499999999999998 | ELECTRICITY NORTH WEST LIMITED | NATURAL GAS |  | 0 | 0 | 0.1275 |  |  |  | 0 | 0 | 0 |  |  |  | 0 | 0 | 0 |  | CONNECTED | 0.1275 | 0 | 0 | 0 | 0 | 2006-06-29 | 0 |  |  | 0 | 0 | [8 empty] | 2023-05-12 00:00:00 | 53.4751 | -2.2069
DATA NOT AVAILABLE | DATA NOT AVAILABLE | SJD ELECTRICAL SERVICES | 10 BRUNEL WAY, CARLISLE | 10 BRUNEL WAY, CARLISLE | 10 BRUNEL WAY, CARLISLE | CARLISLE | CUMBRIA | CA1 3NQ | ENGLAND | 341789 | 554597 | HARKER ENWL SGTS 1 2 3A 4 / HUTTON GSP GROUP | CARLISLE | JAMES ST | 11 | ELECTRICITY NORTH WEST LIMITED | PV |  | 0 | 0 | 0.05 |  |  |  | 0 | 0 | 0 |  |  |  | 0 | 0 | 0 |  | CONNECTED | 0.05 | 4.7500000000000001E-2 | 0.05 | 0 | 0 | 2019-03-01 | 0 |  |  | 0 | 0 | [8 empty] | 2023-05-12 00:00:00 | 54.8827 | -2.9089
DATA NOT AVAILABLE | DATA NOT AVAILABLE |  |  | BEETHAM HILTON TOWER | 303 DEANSGATE | MANCHESTER | GREATER MANCHESTER | M3 4LQ | ENGLAND | 383424 | 397622 | SOUTH MANCHESTER GSP | BLOOM ST | BRIDGEWATER | 0.41499999999999998 | ELECTRICITY NORTH WEST LIMITED | NATURAL GAS |  | 0 | 0 | 0.6 |  |  |  | 0 | 0 | 0 |  |  |  | 0 | 0 | 0 |  | CONNECTED | 0.6 | 0 | 0 | 0 | 0 | 2006-07-01 | 0 |  |  | 0 | 0 | [8 empty] | 2023-05-12 00:00:00 | 53.4751 | -2.2512
DATA NOT AVAILABLE | DATA NOT AVAILABLE |  |  | CLIFTON HALL LANDFILL | CLIFTON HALL LANDFILL, LUMNS LANE | MANCHESTER | GREATER MANCHESTER | M27 8LN | ENGLAND | 379242 | 402721 | DATA NOT AVAILABLE | DATA NOT AVAILABLE | DATA NOT AVAILABLE | 11 | ELECTRICITY NORTH WEST LIMITED | LANDFILL GAS |  | 0 | 0 | 0.33 |  |  |  | 0 | 0 | 0 |  |  |  | 0 | 0 | 0 |  | CONNECTED | 0.33 |  |  | 0.32015 | 0.337 | 2003-02-25 | 0 |  |  | 0 | 0 | [8 empty] | 2023-05-12 00:00:00 | 53.5207 | -2.3146
DATA NOT AVAILABLE | DATA NOT AVAILABLE |  |  | CLAYTON HALL SAND QUARRY, CHORLEY | CLAYTON HALL SAND QUARRY, CHORLEY | CHORLEY | LANCASHIRE | PR6 7DX | ENGLAND | 357243 | 421507 | DATA NOT AVAILABLE | DATA NOT AVAILABLE | DATA NOT AVAILABLE | 11 | ELECTRICITY NORTH WEST LIMITED | LANDFILL GAS |  | 0 | 0 | 0.5 |  |  |  | 0 | 0 | 0 |  |  |  | 0 | 0 | 0 |  | CONNECTED | 0.5 | 0 | 0 | 0 | 0 | 2010-07-01 | 0 |  |  | 0 | 0 | [8 empty] | 2023-05-12 00:00:00 | 53.6883 | -2.6489
DATA NOT AVAILABLE | DATA NOT AVAILABLE |  |  | BARLEY WWTW | PASTURE LANE | WATERFORD | LANCASHIRE | BB12 9JU | ENGLAND | 382228 | 440154 | PADIHAM GSP | NELSON | NELSON | 0.41499999999999998 | ELECTRICITY NORTH WEST LIMITED | BIOGAS |  | 0 | 0 | 0.436 |  |  |  | 0 | 0 | 0 |  |  |  | 0 | 0 | 0 |  | CONNECTED | 0.436 | 0 | 0 | 0 | 0 | 2007-06-01 | 0 |  |  | 0 | 0 | [8 empty] | 2023-05-12 00:00:00 | 53.8573 | -2.2717
DATA NOT AVAILABLE | DATA NOT AVAILABLE |  |  | UUNW RIVINGTON WTW | BOLTON RD, RIVINGTON | BOLTON | GREATER MANCHESTER | BL6 7RN | ENGLAND | 363059.51 | 412102.34 | KEARSLEY GSP | WESTHOUGHTON | CROWN LN (200112) | 11 | ELECTRICITY NORTH WEST LIMITED | OIL |  | 0 | 0 | 0.824 |  |  |  | 0 | 0 | 0 |  |  |  | 0 | 0 | 0 |  | CONNECTED | 0.824 | 0 | 0 | 0.75525 | 0.795 |  | 0 |  |  | 0 | 0 | [8 empty] | 2023-05-12 00:00:00 | 53.6042 | -2.5597
DATA NOT AVAILABLE | DATA NOT AVAILABLE | NATIONAL TRUST | CROSBY GILL HYDRO, BROUGHTON IN FURNESS | CROSBY GILL HYDRO, BROUGHTON IN FURNESS | CROSBY HILL HYDRO | BROUGHTON IN FURNESS | CUMBRIA | LA20 6DX | ENGLAND | 319835 | 493461 | HARKER / HUTTON | ULVERSTON | KIRKBY MOOR | 0.41499999999999998 | ELECTRICITY NORTH WEST LIMITED | HYDRO |  | 0 | 0 | 0.1 |  |  |  | 0 | 0 | 0 |  |  |  | 0 | 0 | 0 |  | CONNECTED | 0.1 | 9.5000000000000001E-2 | 0.1 | 0.00475 | 0.005 | 2020-07-27 | 0 |  |  | 0 | 0 | [8 empty] | 2023-05-12 00:00:00 | 54.3304 | -3.2342
DATA NOT AVAILABLE | DATA NOT AVAILABLE | BIOGEST UK LTD | BROADMEADOWS FARM, MELMERBY, PENRITH | BROADMEADOWS, MELMERBY PENRITH | BROADMEADOWS, MELMERBY PENRITH | PENRITH | CUMBRIA | CA10 1HA | ENGLAND | 359737 | 536502 | HARKER - HUTTON | PENRITH BSP | LITTLE SALKELD (609655) | 0.41499999999999998 | ELECTRICITY NORTH WEST LIMITED | BIOGAS |  | 0 | 0 | 0.124 |  |  |  | 0 | 0 | 0 |  |  |  | 0 | 0 | 0 |  | CONNECTED | 0.124 | 0.11779999999999999 | 0.124 | 0.1425 | 0.15 | 2014-04-01 | 0 |  |  | 0 | 0 | [8 empty] | 2023-05-12 00:00:00 | 54.7219 | -2.6266
DATA NOT AVAILABLE | DATA NOT AVAILABLE | CLEAN POWER SOLUTIONS | YEOMANS FARM, HALIFAX ROAD, BRIERCLIFFE | YEOMANS FARM HALIFAX ROAD | YEOMANS FARM HALIFAX ROAD | BURNLEY | LANCASHIRE | BB10 3QU | ENGLAND | 388530 | 434930 | PADIHAM - ROCHDALE GSP | BURNLEY GSP | BURNLEY GSP (400053) | 0.41499999999999998 | ELECTRICITY NORTH WEST LIMITED | PV |  | 0 | 0 | 0.05 |  |  |  | 0 | 0 | 0 |  |  |  | 0 | 0 | 0 |  | CONNECTED | 0.05 | 4.7500000000000001E-2 | 0.05 | 0.019 | 0.02 | 2015-03-01 | 0 |  |  | 0 | 0 | [8 empty] | 2023-05-12 00:00:00 | 53.8105 | -2.1757
DATA NOT AVAILABLE | DATA NOT AVAILABLE |  |  | HEYWOOD SPORTS CTR W STARKEY ST | HEYWOOD SPORTS CTR W STARKEY ST | ROCHDALE | GREATER MANCHESTER | OL10 4TW | ENGLAND | 385192.69099999999 | 411124.54300000001 | PADIHAM - ROCHDALE GSP | CASTLETON | HEADY HILL (200211) | 0.41499999999999998 | ELECTRICITY NORTH WEST LIMITED | PV |  | 0 | 0 | 0.09 |  |  |  | 0 | 0 | 0 |  |  |  | 0 | 0 | 0 |  | CONNECTED | 0.09 | 9.5000000000000001E-2 | 0.1 | 0.21945 | 0.231 | 2014-11-01 | 0 |  |  | 0 | 0 | [8 empty] | 2023-05-12 00:00:00 | 53.5965 | -2.2252
DATA NOT AVAILABLE | DATA NOT AVAILABLE |  |  | GIGGLESWICK SCHOOL | GIGGLESWICK | SETTLE | N.YORKSHIRE | BD24 0DE | ENGLAND | 381094.9 | 464044.46 | PADIHAM - ROCHDALE GSP | NELSON GSP | SETTLE (609962) | 0.41499999999999998 | ELECTRICITY NORTH WEST LIMITED | NATURAL GAS |  | 0 | 0 | 0.09 |  |  |  | 0 | 0 | 0 |  |  |  | 0 | 0 | 0 |  | CONNECTED | 0.09 | 0.1045 | 0.11 | 0.1672 | 0.176 | 1989-01-01 | 0 |  |  | 0 | 0 | [8 empty] | 2023-05-12 00:00:00 | 54.072 | -2.2904
DATA NOT AVAILABLE | DATA NOT AVAILABLE |  |  | CCL PENTASTOL, HALL WOOD AVE HAYDOCK | CCL PENTASTOL, HALL WOOD AVE HAYDOCK | ST HELENS | MERSEYSIDE | WA11 9WA | ENGLAND | 356857.81800000003 | 398281.64600000001 | BOLD | GOLBORNE | HAYDOCK PRY (200400) | 0.41499999999999998 | ELECTRICITY NORTH WEST LIMITED | PV |  | 0 | 0 | 0.09173 |  |  |  | 0 | 0 | 0 |  |  |  | 0 | 0 | 0 |  | CONNECTED | 0.09173 | 0 | 0 | 0.07125 | 0.075 | 2013-12-01 | 0 |  |  | 0 | 0 | [8 empty] | 2023-05-12 00:00:00 | 53.4795 | -2.6515
DATA NOT AVAILABLE | DATA NOT AVAILABLE |  |  | LEIGH INDOOR SPORTS CENTRE | LEIGH INDOOR SPORTS CENTRE | LEIGH | LANCASHIRE | WN7 4JY | ENGLAND | 364874.79499999998 | 399293.06699999998 | KEARSLEY GSP | ATHERTON | HINDLEY GRN (200416) | 0.41499999999999998 | ELECTRICITY NORTH WEST LIMITED | NATURAL GAS |  | 0 | 0 | 0.07 |  |  |  | 0 | 0 | 0 |  |  |  | 0 | 0 | 0 |  | CONNECTED | 0.07 | 0 | 0 | 0.34295 | 0.361 | 2008-08-01 | 0 |  |  | 0 | 0 | [8 empty] | 2023-05-12 00:00:00 | 53.4892 | -2.5309
DATA NOT AVAILABLE | DATA NOT AVAILABLE | RCL ROOFING CONSULTANTS | BANKS FARM TARLETON | T E GORE & SON BANKS FARM TARLETON | T E GORE & SON BANKS FARM TARLETON | PRESTON | LANCASHIRE | PR4 6HP | ENGLAND | 345333.29599999997 | 419060.68699999998 | PENWORTHAM WEST GSP - STANAH | WRIGHTINGTON | HANGING BRIDGE (400206) | 0.41499999999999998 | ELECTRICITY NORTH WEST LIMITED | PV |  | 0 | 0 | 0.1 |  |  |  | 0 | 0 | 0 |  |  |  | 0 | 0 | 0 |  | CONNECTED | 0.1 | 9.5000000000000001E-2 | 0.1 | 0.2375 | 0.25 | 2012-08-01 | 0 |  |  | 0 | 0 | [8 empty] | 2023-05-12 00:00:00 | 53.6652 | -2.8288
DATA NOT AVAILABLE | DATA NOT AVAILABLE | H & H LAND & PROPERTY | TEMPEST TOWER, LITTLE ORTON, CARLISLE | TEMPEST TOWER FARM LITTLE ORTON | TEMPEST TOWER FARM LITTLE ORTON | WIGTON | CUMBRIA | CA5 6EP | ENGLAND | 334810.96299999999 | 555342.98899999994 | HARKER - HUTTON | CARLISLE 33KV | MORTON PK (609605) | 0.41499999999999998 | ELECTRICITY NORTH WEST LIMITED | BIOGAS |  | 0 | 0 | 0.124 |  |  |  | 0 | 0 | 0 |  |  |  | 0 | 0 | 0 |  | CONNECTED | 0.124 | 0.11779999999999999 | 0.124 | 0.0285 | 0.03 | 2014-02-01 | 0 |  |  | 0 | 0 | [8 empty] | 2023-05-12 00:00:00 | 54.8886 | -3.0178
DATA NOT AVAILABLE | DATA NOT AVAILABLE |  |  | LANBRO DEVELOPMENTS, ELMFIELD PARK, HOLME, CARNFORTH | LANBRO DEVELOPMENTS, ELMFIELD PARK, HOLME, CARNFORTH | CARNFORTH | CUMBRIA | LA6 1RJ | ENGLAND | 351817.446 | 480121.68099999998 | HARKER - HUTTON | KENDAL-PARKSIDE RD | WHASSET (609056) | 0.41499999999999998 | ELECTRICITY NORTH WEST LIMITED | PV |  | 0 | 0 | 0.62 |  |  |  | 0 | 0 | 0 |  |  |  | 0 | 0 | 0 |  | CONNECTED | 0.62 | 0 | 0 | 0.5415 | 0.57 | 2013-10-01 | 0 |  |  | 0 | 0 | [8 empty] | 2023-05-12 00:00:00 | 54.2145 | -2.7403
DATA NOT AVAILABLE | DATA NOT AVAILABLE |  |  | ASHTON IN MAKERFIELD ATE | ASHTON IN MAKERFIELD ATE | WIGAN | LANCASHIRE | WN4 8PF | ENGLAND | 358024.29499999998 | 399293.73200000002 | BOLD | GOLBORNE | ASHTON (200414) | 0.41499999999999998 | ELECTRICITY NORTH WEST LIMITED | NOT KNOWN |  | 0 | 0 | 0.434 |  |  |  | 0 | 0 | 0 |  |  |  | 0 | 0 | 0 |  | CONNECTED | 0.434 | 0 | 0 | 0.57 | 0.6 | 2012-09-01 | 0 |  |  | 0 | 0 | [8 empty] | 2023-05-12 00:00:00 | 53.4887 | -2.6341
DATA NOT AVAILABLE | DATA NOT AVAILABLE |  |  | ASHTON IN MAKERFIELD ATE | AUTOMATIC TELEPHONE EXCHANGE | WIGAN | LANCASHIRE | WN4 8PF | ENGLAND | 358024.29499999998 | 399293.73200000002 | BOLD | GOLBORNE | ASHTON (200414) | 0.41499999999999998 | ELECTRICITY NORTH WEST LIMITED | OIL |  | 0 | 0 | 0.389 |  |  |  | 0 | 0 | 0 |  |  |  | 0 | 0 | 0 |  | CONNECTED | 0.389 | 0 | 0 | 0.57 | 0.6 | 2011-01-01 | 0 |  |  | 0 | 0 | [8 empty] | 2023-05-12 00:00:00 | 53.4887 | -2.6341
DATA NOT AVAILABLE | DATA NOT AVAILABLE |  |  | MINKY, VALE MILL, CRUMPSALL | MINKY, VALE MILL, CRUMPSALL | MANCHESTER | GREATER MANCHESTER | M8 5DB | ENGLAND | 385165.69 | 401513.69 | STALYBRIDGE | STUART ST GRID | QUEENS PK (100628) | 0.41499999999999998 | ELECTRICITY NORTH WEST LIMITED | PV |  | 0 | 0 | 0.15 |  |  |  | 0 | 0 | 0 |  |  |  | 0 | 0 | 0 |  | CONNECTED | 0.15 | 0 | 0 | 0.2527 | 0.266 | 2013-11-01 | 0 |  |  | 0 | 0 | [8 empty] | 2023-05-12 00:00:00 | 53.5101 | -2.2252
DATA NOT AVAILABLE | DATA NOT AVAILABLE |  |  | POAKA BECK WTW | MOOR ROAD | ULVERSTON | CUMBRIA | LA12 0NJ | ENGLAND | 324084.53999999998 | 477830.29 | HARKER - HUTTON | ULVERSTON | DALTON (609008) | 0.41499999999999998 | ELECTRICITY NORTH WEST LIMITED | OIL |  | 0 | 0 | 0.25 |  |  |  | 0 | 0 | 0 |  |  |  | 0 | 0 | 0 |  | CONNECTED | 0.25 | 0 | 0 | 0.18145 | 0.191 | 2008-07-01 | 0 |  |  | 0 | 0 | [8 empty] | 2023-05-12 00:00:00 | 54.1906 | -3.1649
DATA NOT AVAILABLE | DATA NOT AVAILABLE |  |  | MOSSLEY HOLLINS SCHOOL | MOSSLEY HOLLINS SCHOOL | MOSSLEY | GREATER MANCHESTER | OL5 9DJ | ENGLAND | 398300.86 | 402570.76699999999 | STALYBRIDGE | HEYROD | MOSSLEY (302983) | 0.41499999999999998 | ELECTRICITY NORTH WEST LIMITED | NATURAL GAS |  | 0 | 0 | 0.18 |  |  |  | 0 | 0 | 0 |  |  |  | 0 | 0 | 0 |  | CONNECTED | 0.18 | 0.14249999999999999 | 0.15 | 0.33725 | 0.355 | 2010-11-01 | 0 |  |  | 0 | 0 | [8 empty] | 2023-05-12 00:00:00 | 53.5198 | -2.0271
DATA NOT AVAILABLE | DATA NOT AVAILABLE | SPEAKMAN CONTRACTORS | BOWKER BMW TRIDENT WAY BLACKBURN | BOWKER BMW TRIDENT WAY BLACKBURN | BOWKER BMW TRIDENT WAY BLACKBURN | BLACKBURN | LANCASHIRE | BB1 3NU | ENGLAND | 370404.24 | 429643.99 | PENWORTHAM EAST GSP - ROCHDALE GSP | BLACKBURN | BLACKBURN (400001) | 0.41499999999999998 | ELECTRICITY NORTH WEST LIMITED | PV |  | 0 | 0 | 0.05 |  |  |  | 0 | 0 | 0 |  |  |  | 0 | 0 | 0 |  | CONNECTED | 0.05 | 4.7500000000000001E-2 | 0.05 | 0.1805 | 0.19 | 2012-08-01 | 0 |  |  | 0 | 0 | [8 empty] | 2023-05-12 00:00:00 | 53.7623 | -2.4504
DATA NOT AVAILABLE | DATA NOT AVAILABLE |  |  | UUNW GRANGE OVER SANDS WWTW | KIRKHEAD END | BARROW-IN-FURNESS | CUMBRIA | LA11 7BD | ENGLAND | 339147.766 | 475252.76 | HARKER - HUTTON | ULVERSTON | GRANGE (609040) | 0.41499999999999998 | ELECTRICITY NORTH WEST LIMITED | OIL |  | 0 | 0 | 0.135 |  |  |  | 0 | 0 | 0 |  |  |  | 0 | 0 | 0 |  | CONNECTED | 0.135 | 0 | 0 | 0.1254 | 0.132 | 2004-09-04 | 0 |  |  | 0 | 0 | [8 empty] | 2023-05-12 00:00:00 | 54.1694 | -2.9336
DATA NOT AVAILABLE | DATA NOT AVAILABLE | WIRELESS EDGE COMMUNICATIONS LTD | ALDI STORES, BRADSHAW ST, HEYWOOD | ALDI STORES, BRADSHAW ST, HEYWOOD, | ALDI STORES, BRADSHAW ST, HEYWOOD, | ROCHDALE | GREATER MANCHESTER | OL10 1PN | ENGLAND | 386261.57 | 410716.1 | PADIHAM - ROCHDALE GSP | CASTLETON | HEYWOOD (200115) | 0.41499999999999998 | ELECTRICITY NORTH WEST LIMITED | PV |  | 0 | 0 | 0.05 |  |  |  | 0 | 0 | 0 |  |  |  | 0 | 0 | 0 |  | CONNECTED | 0.05 | 0 | 0 | 0.133 | 0.14 | 2015-11-28 | 0 |  |  | 0 | 0 | [8 empty] | 2023-05-12 00:00:00 | 53.5928 | -2.209
DATA NOT AVAILABLE | DATA NOT AVAILABLE |  |  | CROWNE PLAZA HOTEL - M/C AIRPORT | RINGWAY RD | MANCHESTER | GREATER MANCHESTER | M90 4HL | ENGLAND | 382185.52600000001 | 385401.16499999998 | SOUTH MANCHESTER GSP | MOSS NOOK GRID | MOSS NOOK PRY (100139) | 0.41499999999999998 | ELECTRICITY NORTH WEST LIMITED | NATURAL GAS |  | 0 | 0 | 0.095 |  |  |  | 0 | 0 | 0 |  |  |  | 0 | 0 | 0 |  | CONNECTED | 0.095 | 0 | 0 | 0.38 | 0.4 | 1991-04-25 | 0 |  |  | 0 | 0 | [8 empty] | 2023-05-12 00:00:00 | 53.3652 | -2.2692
DATA NOT AVAILABLE | DATA NOT AVAILABLE | HJR PROPERTIES | GATEBECK HYDRO KENDAL | GATEBECK HYDRO KENDAL | GATEBECK HYDRO KENDAL | KENDAL | CUMBRIA | LA8 0HS | ENGLAND | 354936.09100000001 | 485825.20799999998 | HARKER - HUTTON | KENDAL-PARKSIDE RD | WHASSET (609056) | 0.41499999999999998 | ELECTRICITY NORTH WEST LIMITED | HYDRO |  | 0 | 0 | 0.1 |  |  |  | 0 | 0 | 0 |  |  |  | 0 | 0 | 0 |  | CONNECTED | 0.1 | 9.5000000000000001E-2 | 0.1 | 0.00475 | 0.005 | 2016-01-01 | 0 |  |  | 0 | 0 | [8 empty] | 2023-05-12 00:00:00 | 54.2661 | -2.6934
DATA NOT AVAILABLE | DATA NOT AVAILABLE | WESTWOOD ENERGY LTD | SWARBRICK HALL FARM, WEETON, PRESTON | SWARBRICK HALL FARM, WEETON, PRESTON | SWARBRICK HALL FACILITY SINGLETON ROAD WEETON | PRESTON | LANCASHIRE | PR4 3JJ | ENGLAND | 339199.17599999998 | 436034.17499999999 | PENWORTHAM WEST GSP - STANAH | PEEL | MERESIDE (400123) | 0.4 | ELECTRICITY NORTH WEST LIMITED | PV |  | 0 | 0 | 0.2 |  |  |  | 0 | 0 | 0 |  |  |  | 0 | 0 | 0 |  | CONNECTED | 0.2 | 0.18905 | 0.19900000000000001 | 0.247 | 0.26 | 2021-11-29 | 0 |  |  | 0 | 0 | [8 empty] | 2023-05-12 00:00:00 | 53.817 | -2.925
DATA NOT AVAILABLE | DATA NOT AVAILABLE |  |  | GLEBE FARM,,,,,HETHERSGILL,CARLISLE,CUMBRIA | GLEBE FARM,,,,,HETHERSGILL,CARLISLE,CUMBRIA | CARLISLE | CUMBRIA | CA6 6EZ | ENGLAND | 348827.91800000001 | 565054.97900000005 | HARKER - HUTTON | CARLISLE 33KV | WESTLINTON (609617) | 0.41499999999999998 | ELECTRICITY NORTH WEST LIMITED | BIOGAS |  | 0 | 0 | 0.124 |  |  |  | 0 | 0 | 0 |  |  |  | 0 | 0 | 0 |  | CONNECTED | 0.124 | 0.11779999999999999 | 0.124 | 0.057 | 0.06 | 2015-07-01 | 0 |  |  | 0 | 0 | [8 empty] | 2023-05-12 00:00:00 | 54.9775 | -2.801
DATA NOT AVAILABLE | DATA NOT AVAILABLE |  |  | GMP, BURY DIVISIONAL HEADQUARTERS, DUNSTER ROAD, BURY | GMP, BURY DIVISIONAL HEADQUARTERS, DUNSTER ROAD, BURY | BURY | GREATER MANCHESTER | BL9 0RD | ENGLAND | 380107.99599999998 | 411065.54300000001 | KEARSLEY GSP | BURY GRID | BURY TOWN CENTRE (200209) | 0.41499999999999998 | ELECTRICITY NORTH WEST LIMITED | OIL |  | 0 | 0 | 0.648 |  |  |  | 0 | 0 | 0 |  |  |  | 0 | 0 | 0 |  | CONNECTED | 0.648 | 0 | 0 | 0.3629 | 0.382 | 2009-04-01 | 0 |  |  | 0 | 0 | [8 empty] | 2023-05-12 00:00:00 | 53.5958 | -2.302
DATA NOT AVAILABLE | DATA NOT AVAILABLE |  |  | ROCHDALE LEISURE CENTRE ENTWISLE ROAD | ROCHDALE LEISURE CENTRE ENTWISLE ROAD | ROCHDALE | GREATER MANCHESTER | OL16 2HZ | ENGLAND | 390322.63199999998 | 413499.13799999998 | PADIHAM - ROCHDALE GSP | BELFIELD GRID | WARDLEWORTH (304886) | 0.41499999999999998 | ELECTRICITY NORTH WEST LIMITED | NATURAL GAS |  | 0 | 0 | 0.188 |  |  |  | 0 | 0 | 0 |  |  |  | 0 | 0 | 0 |  | CONNECTED | 0.188 | 0.23749999999999999 | 0.25 | 0.1672 | 0.176 | 2012-05-01 | 0 |  |  | 0 | 0 | [8 empty] | 2023-05-12 00:00:00 | 53.6179 | -2.1478
DATA NOT AVAILABLE | DATA NOT AVAILABLE | AEOLUS POWER | CROWN FARM ROSSENDALE , BB4 8TL | CROWN FARM 1 CRAWSHAWBOOTH | CROWN FARM 1 CRAWSHAWBOOTH | ROSSENDALE | LANCASHIRE | BB4 8TL | ENGLAND | 381941.94900000002 | 424881.31699999998 | PADIHAM - ROCHDALE GSP | ROSSENDALE BSP | HAREHOLME (400092) | 0.41499999999999998 | ELECTRICITY NORTH WEST LIMITED | WIND |  | 0 | 0 | 0.08 |  |  |  | 0 | 0 | 0 |  |  |  | 0 | 0 | 0 |  | CONNECTED | 0.08 | 8.5499999999999993E-2 | 0.09 | 0.019 | 0.02 | 2013-06-01 | 0 |  |  | 0 | 0 | [8 empty] | 2023-05-12 00:00:00 | 53.72 | -2.2751
DATA NOT AVAILABLE | DATA NOT AVAILABLE | AEOLUS POWER | CROWN FARM ROSSENDALE , BB4 8TL | BOTTOMLY BANK 2 | BOTTOMLY BANK 2 | ROSSENDALE | LANCASHIRE | BB4 8TL | ENGLAND | 381928.16399999999 | 424881.05900000001 | PADIHAM - ROCHDALE GSP | ROSSENDALE BSP | HAREHOLME (400092) | 0.41499999999999998 | ELECTRICITY NORTH WEST LIMITED | WIND |  | 0 | 0 | 0.08 |  |  |  | 0 | 0 | 0 |  |  |  | 0 | 0 | 0 |  | CONNECTED | 0.08 | 8.5499999999999993E-2 | 0.09 | 0.019 | 0.02 | 2013-06-01 | 0 |  |  | 0 | 0 | [8 empty] | 2023-05-12 00:00:00 | 53.72 | -2.2753
DATA NOT AVAILABLE | DATA NOT AVAILABLE | DAVID PATTINSON CONSULTING | SPELLAR WAY, KINGMOOR PARK | SPELLAR WAY KINGMOOR CARLISLE | SPELLAR WAY KINGMOOR CARLISLE | CARLISLE | CUMBRIA | CA6 4SQ | ENGLAND | 338526.7 | 559208.429 | HARKER - HUTTON | CARLISLE 33KV | CARLISLE NORTH BSP (609595) | 0.41499999999999998 | ELECTRICITY NORTH WEST LIMITED | PV |  | 0 | 0 | 0.225 |  |  |  | 0 | 0 | 0 |  |  |  | 0 | 0 | 0 |  | CONNECTED | 0.225 | 0 | 0 | 0.1425 | 0.15 | 2014-05-01 | 0 |  |  | 0 | 0 | [8 empty] | 2023-05-12 00:00:00 | 54.9238 | -2.9607
DATA NOT AVAILABLE | DATA NOT AVAILABLE |  |  | ENTERPRISE HOUSE BILLINGTON RD BURNLEY | ENTERPRISE HOUSE BILLINGTON RD BURNLEY | BURNLEY | LANCASHIRE | BB11 5UB | ENGLAND | 381413.69199999998 | 431421.185 | PADIHAM - ROCHDALE GSP | HUNCOAT | COG LN (400054) | 0.41499999999999998 | ELECTRICITY NORTH WEST LIMITED | PV |  | 0 | 0 | 0.05 |  |  |  | 0 | 0 | 0 |  |  |  | 0 | 0 | 0 |  | CONNECTED | 0.05 | 4.6550000000000001E-2 | 4.9000000000000002E-2 | 0.019 | 0.02 | 2012-05-01 | 0 |  |  | 0 | 0 | [8 empty] | 2023-05-12 00:00:00 | 53.7788 | -2.2835
DATA NOT AVAILABLE | DATA NOT AVAILABLE | RENEWABLES4BUSINESS | NORTH FARM, MOSS RD, MORECAMBE | NORTH FARM HEATON WITH OXCLIFFE MORECAMBE | NORTH FARM HEATON WITH OXCLIFFE MORECAMBE | LANCASTER | LANCASHIRE | LA3 3ES | ENGLAND | 343781.84700000001 | 461407.25300000003 | HEYSHAM | LANCASTER | WESTGATE (609907) | 0.41499999999999998 | ELECTRICITY NORTH WEST LIMITED | PV |  | 0 | 0 | 0.1 |  |  |  | 0 | 0 | 0 |  |  |  | 0 | 0 | 0 |  | CONNECTED | 0.1 | 9.5000000000000001E-2 | 0.1 | 0.095 | 0.1 | 2013-09-01 | 0 |  |  | 0 | 0 | [8 empty] | 2023-05-12 00:00:00 | 54.0456 | -2.8601
DATA NOT AVAILABLE | DATA NOT AVAILABLE |  |  | LOW FOULSHAW LEVENS GILPIN BRIDGE KENDAL | LOW FOULSHAW LEVENS GILPIN BRIDGE KENDAL | KENDAL | CUMBRIA | LA8 8ET | ENGLAND | 347071.96399999998 | 481634.36800000002 | HARKER - HUTTON | KENDAL-PARKSIDE RD | WHASSET (609056) | 0.41499999999999998 | ELECTRICITY NORTH WEST LIMITED | PV |  | 0 | 0 | 0.15 |  |  |  | 0 | 0 | 0 |  |  |  | 0 | 0 | 0 |  | CONNECTED | 0.15 | 0.1235 | 0.13 | 0.095 | 0.1 | 2013-02-01 | 0 |  |  | 0 | 0 | [8 empty] | 2023-05-12 00:00:00 | 54.2277 | -2.8134
DATA NOT AVAILABLE | DATA NOT AVAILABLE | DC21 | DEWHURST FARM, BLACKBURN OLD ROAD | DEWHURST FARM GREAT HARWOOD | DEWHURST FARM GREAT HARWOOD | BLACKBURN | LANCASHIRE | BB6 7UU | ENGLAND | 371729.228 | 432181.56900000002 | PENWORTHAM EAST GSP - ROCHDALE GSP | BLACKBURN | CLARENDON RD (400014) | 0.41499999999999998 | ELECTRICITY NORTH WEST LIMITED | WIND |  | 0 | 0 | 0.09 |  |  |  | 0 | 0 | 0 |  |  |  | 0 | 0 | 0 |  | CONNECTED | 0.09 | 7.5999999999999998E-2 | 0.08 | 0.019 | 0.02 | 2014-08-01 | 0 |  |  | 0 | 0 | [8 empty] | 2023-05-12 00:00:00 | 53.7852 | -2.4306
DATA NOT AVAILABLE | DATA NOT AVAILABLE | MATHERS | SKIRWITH ABBEY FARM, SKIRWITH, PENRITH | SKIRWITH ABBEY FARM, SKIRWITH, PENRITH | EXPORT,,ABBEY HOME FARM,SKIRWITH,,,,,PENRITH,CUMBRIA | PENRITH | CUMBRIA | CA10 1RB | ENGLAND | 360706.913 | 532419.33900000004 | HARKER - HUTTON | PENRITH BSP | LITTLE SALKELD (609655) | 0.41499999999999998 | ELECTRICITY NORTH WEST LIMITED | BIOGAS |  | 0 | 0 | 0.124 |  |  |  | 0 | 0 | 0 |  |  |  | 0 | 0 | 0 |  | CONNECTED | 0.124 | 0.11779999999999999 | 0.124 | 0.076 | 0.08 | 2015-07-01 | 0 |  |  | 0 | 0 | [8 empty] | 2023-05-12 00:00:00 | 54.6853 | -2.611
DATA NOT AVAILABLE | DATA NOT AVAILABLE |  |  | CATLOW FOLD FARM SOUTHFIELD LANE BURNLEY | CATLOW FOLD FARM SOUTHFIELD LANE BURNLEY | BURNLEY | LANCASHIRE | BB10 3RN | ENGLAND | 388724.31099999999 | 436668.587 | PADIHAM - ROCHDALE GSP | BURNLEY GSP | BURNLEY GSP (400053) | 0.41499999999999998 | ELECTRICITY NORTH WEST LIMITED | WIND |  | 0 | 0 | 0.18 |  |  |  | 0 | 0 | 0 |  |  |  | 0 | 0 | 0 |  | CONNECTED | 0.18 | 0.17099999999999999 | 0.18 | 0.019 | 0.02 | 2014-02-01 | 0 |  |  | 0 | 0 | [8 empty] | 2023-05-12 00:00:00 | 53.8262 | -2.1728
DATA NOT AVAILABLE | DATA NOT AVAILABLE |  |  | FIRS FARM CROOKNAKE WIGTON | FIRS FARM CROOKNAKE WIGTON | CARLISLE | CUMBRIA | CA7 1AP | ENGLAND | 320027.239 | 543630.39 | HARKER - HUTTON | CARLISLE 33KV | WIGTON (609618) | 11 | ELECTRICITY NORTH WEST LIMITED | WIND |  | 0 | 0 | 0.225 |  |  |  | 0 | 0 | 0 |  |  |  | 0 | 0 | 0 |  | CONNECTED | 0.225 | 0.22514999999999999 | 0.23699999999999999 | 0.019 | 0.02 | 2014-08-01 | 0 |  |  | 0 | 0 | [8 empty] | 2023-05-12 00:00:00 | 54.7812 | -3.245
DATA NOT AVAILABLE | DATA NOT AVAILABLE | TGC RENEWABLES | BROOM PARK ASPATRIA | BROOM PARK ASPATRIA | BROOM PARK ASPATRIA | CARLISLE | CUMBRIA | CA7 2JX | ENGLAND | 312852.18400000001 | 541195.46400000004 | HARKER - HUTTON | STAINBURN | ASPATRIA (609304) | 0.41499999999999998 | ELECTRICITY NORTH WEST LIMITED | WIND |  | 0 | 0 | 0.08 |  |  |  | 0 | 0 | 0 |  |  |  | 0 | 0 | 0 |  | CONNECTED | 0.08 | 8.0750000000000002E-2 | 8.5000000000000006E-2 | 0.019 | 0.02 | 2013-10-01 | 0 |  |  | 0 | 0 | [8 empty] | 2023-05-12 00:00:00 | 54.7581 | -3.3557
DATA NOT AVAILABLE | DATA NOT AVAILABLE |  | TONGUE GILL HYDRO, GRASMERE | TONGUE GILL HYDRO BROADRAYNE FARM GRASMERE | TONGUE GILL HYDRO BROADRAYNE FARM GRASMERE | KENDAL | CUMBRIA | LA22 9RU | ENGLAND | 333685.87099999998 | 509285.77500000002 | HARKER - HUTTON | KENDAL-PARKSIDE RD | AMBLESIDE (609058) | 0.41499999999999998 | ELECTRICITY NORTH WEST LIMITED | HYDRO |  | 0 | 0 | 0.1 |  |  |  | 0 | 0 | 0 |  |  |  | 0 | 0 | 0 |  | CONNECTED | 0.1 | 9.5000000000000001E-2 | 0.1 | 0.00095 | 0.001 | 2014-02-01 | 0 |  |  | 0 | 0 | [8 empty] | 2023-05-12 00:00:00 | 54.4746 | -3.0248
DATA NOT AVAILABLE | DATA NOT AVAILABLE |  |  | AIRMATIC LTD, UNIT 1-2 WELLINGTON STREET, BURY | AIRMATIC LTD, UNIT 1-2 WELLINGTON STREET, BURY | BURY | GREATER MANCHESTER | BL8 2BD | ENGLAND | 379330.66399999999 | 410162.38199999998 | KEARSLEY GSP | BURY GRID | CHAMBERHALL (200205) | 0.41499999999999998 | ELECTRICITY NORTH WEST LIMITED | PV |  | 0 | 0 | 0.1 |  |  |  | 0 | 0 | 0 |  |  |  | 0 | 0 | 0 |  | CONNECTED | 0.1 | 9.5000000000000001E-2 | 0.1 | 0.057 | 0.06 | 2016-08-10 | 0 |  |  | 0 | 0 | [8 empty] | 2023-05-12 00:00:00 | 53.5876 | -2.3137
DATA NOT AVAILABLE | DATA NOT AVAILABLE | CLIQUE ENERGY LTD | VICTORIA MILL VICTORIA STREET ACCRINGTON | VICTORIA MILL VICTORIA STREET ACCRINGTON | VICTORIA MILL VICTORIA STREET ACCRINGTON | ACCRINGTON | LANCASHIRE | BB5 0PG | ENGLAND | 375926.06699999998 | 427919.97100000002 | PADIHAM - ROCHDALE GSP | HUNCOAT | HYNDBURN RD (400013) | 0.41499999999999998 | ELECTRICITY NORTH WEST LIMITED | PV |  | 0 | 0 | 0.16 |  |  |  | 0 | 0 | 0 |  |  |  | 0 | 0 | 0 |  | CONNECTED | 0.16 | 0.152 | 0.16 | 0.1672 | 0.176 | 2016-09-17 | 0 |  |  | 0 | 0 | [8 empty] | 2023-05-12 00:00:00 | 53.7471 | -2.3665
DATA NOT AVAILABLE | DATA NOT AVAILABLE |  |  | FALCON MILL HANDEL STREET BOLTON | FALCON MILL HANDEL STREET BOLTON | BOLTON | GREATER MANCHESTER | BL1 8BL | ENGLAND | 370651.54300000001 | 411052.24 | KEARSLEY GSP | BOLTON GRID | WORDSWORTH ST (200105) | 0.41499999999999998 | ELECTRICITY NORTH WEST LIMITED | PV |  | 0 | 0 | 0.05 |  |  |  | 0 | 0 | 0 |  |  |  | 0 | 0 | 0 |  | CONNECTED | 0.05 | 4.7500000000000001E-2 | 0.05 | 0.076 | 0.08 | 2013-03-01 | 0 |  |  | 0 | 0 | [8 empty] | 2023-05-12 00:00:00 | 53.5952 | -2.4449
DATA NOT AVAILABLE | DATA NOT AVAILABLE |  |  | FARNWORTH CRICKET CLUB, LAVENDER ROAD, FARNWORTH, BOLTON | FARNWORTH CRICKET CLUB, LAVENDER ROAD, FARNWORTH, BOLTON | BOLTON | GREATER MANCHESTER | BL4 0EA | ENGLAND | 372462.68400000001 | 406500.87199999997 | KEARSLEY LOCAL 33KV | KEARSLEY LOCAL 33KV | CAMPBELL ST (200103) | 0.41499999999999998 | ELECTRICITY NORTH WEST LIMITED | PV |  | 0 | 0 | 0.06 |  |  |  | 0 | 0 | 0 |  |  |  | 0 | 0 | 0 |  | CONNECTED | 0.06 | 5.6999999999999995E-2 | 0.06 | 0.00095 | 0.001 | 2016-03-01 | 0 |  |  | 0 | 0 | [8 empty] | 2023-05-12 00:00:00 | 53.5544 | -2.4171
DATA NOT AVAILABLE | DATA NOT AVAILABLE | SOLARKING UK | SUNNYHURST NURSERIES, PRESTON, PR4 6UT | SUNNYHURST NURSERIES BLACKGATE LANE TARLETON | SUNNYHURST NURSERIES BLACKGATE LANE TARLETON | PRESTON | LANCASHIRE | PR4 6UT | ENGLAND | 344427.61 | 420238.81 | PENWORTHAM WEST GSP - STANAH | WRIGHTINGTON | TARLETON (400213) | 0.41499999999999998 | ELECTRICITY NORTH WEST LIMITED | PV |  | 0 | 0 | 0.05 |  |  |  | 0 | 0 | 0 |  |  |  | 0 | 0 | 0 |  | CONNECTED | 0.05 | 4.7500000000000001E-2 | 0.05 | 0 | 0 | 2013-01-01 | 0 |  |  | 0 | 0 | [8 empty] | 2023-05-12 00:00:00 | 53.6756 | -2.8427
DATA NOT AVAILABLE | DATA NOT AVAILABLE |  |  | ALMOND BROOK HOTEL | ALMOND BROOK RD | WIGAN | LANCASHIRE | WN6 0SR | ENGLAND | 354851.63 | 410518.39 | PENWORTHAM WEST GSP - STANAH | WRIGHTINGTON | STANDISH (200407) | 0.41499999999999998 | ELECTRICITY NORTH WEST LIMITED | NATURAL GAS |  | 0 | 0 | 0.11 |  |  |  | 0 | 0 | 0 |  |  |  | 0 | 0 | 0 |  | CONNECTED | 0.11 | 0.14344999999999999 | 0.151 | 0.09785 | 0.103 | 1997-03-01 | 0 |  |  | 0 | 0 | [8 empty] | 2023-05-12 00:00:00 | 53.5893 | -2.6835
DATA NOT AVAILABLE | DATA NOT AVAILABLE | ECO ENVIRONMENTS LTD | CIVIC CENTRE, LEYLAND, PR25 1DH | SOUTH RIBBLE COUNCIL CIVIC CENTRE LEYLAND | SOUTH RIBBLE COUNCIL CIVIC CENTRE LEYLAND | LEYLAND | LANCASHIRE | PR25 1DH | ENGLAND | 353277.67300000001 | 421680.52 | PENWORTHAM WEST GSP - STANAH | LEYLAND BSP | SEVEN STARS (400219) | 0.41499999999999998 | ELECTRICITY NORTH WEST LIMITED | PV |  | 0 | 0 | 0.05 |  |  |  | 0 | 0 | 0 |  |  |  | 0 | 0 | 0 |  | CONNECTED | 0.05 | 4.7500000000000001E-2 | 0.05 | 0.133 | 0.14 | 2012-09-01 | 0 |  |  | 0 | 0 | [8 empty] | 2023-05-12 00:00:00 | 53.6895 | -2.709
DATA NOT AVAILABLE | DATA NOT AVAILABLE | ANESCO LTD | PREMIER INN, WHITEHAVEN | PREMIER INN, WHITEHAVEN | PREMIER INN, WHITEHAVEN | WHITEHAVEN | CUMBRIA | CA28 6PL | ENGLAND | 299049.40000000002 | 521220.05 | HARKER - HUTTON | STAINBURN | HDA NO1 (609306) | 11 | ELECTRICITY NORTH WEST LIMITED | PV |  | 0 | 0 | 0.05 |  |  |  | 0 | 0 | 0 |  |  |  | 0 | 0 | 0 |  | CONNECTED | 0.05 | 4.7500000000000001E-2 | 0.05 | 0.1501 | 0.158 | 2019-02-01 | 0 |  |  | 0 | 0 | [8 empty] | 2023-05-12 00:00:00 | 54.5761 | -3.5632
DATA NOT AVAILABLE | DATA NOT AVAILABLE | NW SOLAR | HUTTON ROOF SAW MILL, CARNFORTH | HUTTON ROOF SAW MILL, CARNFORTH | HUTTON ROOF SAW MILL, CARNFORTH | CARNFORTH | CUMBRIA | LA6 2PE | ENGLAND | 357521.62599999999 | 476942.00199999998 | HARKER - HUTTON | KENDAL-PARKSIDE RD | KIRKBY LONSDALE (609053) | 0.41499999999999998 | ELECTRICITY NORTH WEST LIMITED | PV |  | 0 | 0 | 0.114 |  |  |  | 0 | 0 | 0 |  |  |  | 0 | 0 | 0 |  | CONNECTED | 0.114 | 0 | 0 | 0.76 | 0.8 | 2015-12-01 | 0 |  |  | 0 | 0 | [8 empty] | 2023-05-12 00:00:00 | 54.1865 | -2.6524
DATA NOT AVAILABLE | DATA NOT AVAILABLE | NW SOLAR | HUTTON ROOF SAWMILL, CARNFORTH | HUTTON ROOF SAWMILL, CARNFORTH | P IRVING & SONS LTD, HUTTON ROOF SAWMILLS | CARNFORTH | LANCASHIRE | LA6 2PE | ENGLAND | 357521.62599999999 | 476942.00199999998 | HARKER - HUTTON | KENDAL-PARKSIDE RD | KIRKBY LONSDALE (609053) | 0.41499999999999998 | ELECTRICITY NORTH WEST LIMITED | PV |  | 0 | 0 | 0.16 |  |  |  | 0 | 0 | 0 |  |  |  | 0 | 0 | 0 |  | CONNECTED | 0.16 | 0.18905 | 0.19900000000000001 | 0.76 | 0.8 | 2020-08-14 | 0 |  |  | 0 | 0 | [8 empty] | 2023-05-12 00:00:00 | 54.1865 | -2.6524
DATA NOT AVAILABLE | DATA NOT AVAILABLE | SOLAR POWER PV LTD | LITTLEDALE HALL FARM, LANCASTER, LA2 9EY | LITTLEDALE HALL FARM LANCASTER | LITTLEDALE HALL FARM LANCASTER | LANCASTER | LANCASHIRE | LA2 9EY | ENGLAND | 356686.71 | 462017.04 | HEYSHAM | LANCASTER | CLAUGHTON (609919) | 0.41499999999999998 | ELECTRICITY NORTH WEST LIMITED | PV |  | 0 | 0 | 0.05 |  |  |  | 0 | 0 | 0 |  |  |  | 0 | 0 | 0 |  | CONNECTED | 0.05 | 0 | 0 | 0.00095 | 0.001 | 2012-05-01 | 0 |  |  | 0 | 0 | [8 empty] | 2023-05-12 00:00:00 | 54.0523 | -2.6631
DATA NOT AVAILABLE | DATA NOT AVAILABLE | SOLAR POWER PV LTD | HACKINGS CARAVAN PARK ELKER LN CLITHEROE BB7 9HZ | HACKINGS CARAVAN PARK ELKER LANE CLITHEROE | HACKINGS CARAVAN PARK ELKER LANE CLITHEROE | CLITHEROE | LANCASHIRE | BB7 9HZ | ENGLAND | 371323.71 | 436770.82 | PADIHAM - ROCHDALE GSP | PADIHAM BSP | WHALLEY (400074) | 0.41499999999999998 | ELECTRICITY NORTH WEST LIMITED | PV |  | 0 | 0 | 0.05 |  |  |  | 0 | 0 | 0 |  |  |  | 0 | 0 | 0 |  | CONNECTED | 0.05 | 4.7500000000000001E-2 | 0.05 | 0.19 | 0.2 | 2013-05-01 | 0 |  |  | 0 | 0 | [8 empty] | 2023-05-12 00:00:00 | 53.8264 | -2.4371
DATA NOT AVAILABLE | DATA NOT AVAILABLE | EDEN SUSTAINABLE | COLNE PRIMET ACADEMY, DENT ST | COLNE PRIMET ACADEMY, DENT ST | COLNE PRIMET HIGH SCHOOL | COLNE | LANCASHIRE | BB8 8JF | ENGLAND | 387772.08 | 439230.85700000002 | PADIHAM - ROCHDALE GSP | NELSON GSP | PHILLIPS LN (400043) | 0.4 | ELECTRICITY NORTH WEST LIMITED | PV |  | 0 | 0 | 0.05 |  |  |  | 0 | 0 | 0 |  |  |  | 0 | 0 | 0 |  | CONNECTED | 0.05 | 4.7500000000000001E-2 | 0.05 | 0.114 | 0.12 | 2019-10-04 | 0 |  |  | 0 | 0 | [8 empty] | 2023-05-12 00:00:00 | 53.8492 | -2.1874
DATA NOT AVAILABLE | DATA NOT AVAILABLE | TRI-MEC LTD | UNITS 2 & 5 TETBURY CLOSE, MARTLAND PARK, WIGAN | TECHNICAL CIVILS LTD UNITS 2&5 TETBURY CLOSE WIGAN | TECHNICAL CIVILS LTD UNITS 2&5 TETBURY CLOSE WIGAN | WIGAN | LANCASHIRE | WN5 0LA | ENGLAND | 355572.26 | 406499.6 | WASHWAY FARM GSP - KIRKBY GSP | ORRELL BSP | KITT GRN (200406) | 0.41499999999999998 | ELECTRICITY NORTH WEST LIMITED | PV |  | 0 | 0 | 0.05 |  |  |  | 0 | 0 | 0 |  |  |  | 0 | 0 | 0 |  | CONNECTED | 0.05 | 0 | 0 | 0.076 | 0.08 | 2015-08-10 | 0 |  |  | 0 | 0 | [8 empty] | 2023-05-12 00:00:00 | 53.5532 | -2.6721
DATA NOT AVAILABLE | DATA NOT AVAILABLE |  |  | POST HOUSE HAYDOCK | LODGE LANE | NEWTON-LE-WILLOWS | MERSEYSIDE | WA12 0JG | ENGLAND | 357986.14500000002 | 398042.386 | BOLD | GOLBORNE | HAYDOCK PRY (200400) | 0.41499999999999998 | ELECTRICITY NORTH WEST LIMITED | NATURAL GAS |  | 0 | 0 | 0.095 |  |  |  | 0 | 0 | 0 |  |  |  | 0 | 0 | 0 |  | CONNECTED | 0.095 | 0 | 0 | 0.266 | 0.28 | 1993-07-27 | 0 |  |  | 0 | 0 | [8 empty] | 2023-05-12 00:00:00 | 53.4774 | -2.6345
DATA NOT AVAILABLE | DATA NOT AVAILABLE | SJD ELECTRICAL SERVICES | MAYPORT AQUARIUM, MARYPORT | MAYPORT AQUARIUM, MARYPORT | MAYPORT AQUARIUM, MARYPORT | MARYPORT | CUMBRIA | CA15 8AB | ENGLAND | 303292.58 | 536602.69999999995 | HARKER - HUTTON | STAINBURN | MARYPORT (609309) | 11 | ELECTRICITY NORTH WEST LIMITED | PV |  | 0 | 0 | 0.05 |  |  |  | 0 | 0 | 0 |  |  |  | 0 | 0 | 0 |  | CONNECTED | 0.05 | 4.7500000000000001E-2 | 0.05 | 0.057 | 0.06 | 2019-03-01 | 0 |  |  | 0 | 0 | [8 empty] | 2023-05-12 00:00:00 | 54.7151 | -3.5027
DATA NOT AVAILABLE | DATA NOT AVAILABLE | BLUE SUN ENERGY | BOGGARTS FARM, STATION LANE, PRESTON | BOGGARTS FARM, STATION LANE, PRESTON | BOGGARTS FARM, STATION LANE, PRESTON | FLEETWOOD | GREATER MANCHESTER | PR3 5DY | ENGLAND | 351141.72 | 436327.71 | PENWORTHAM EAST GSP - ROCHDALE GSP | RIBBLE GSP | BLACKBULL (400403) | 0.41499999999999998 | ELECTRICITY NORTH WEST LIMITED | PV |  | 0 | 0 | 0.05 |  |  |  | 0 | 0 | 0 |  |  |  | 0 | 0 | 0 |  | CONNECTED | 0.05 | 4.7500000000000001E-2 | 0.05 | 0.00095 | 0.001 | 2019-04-01 | 0 |  |  | 0 | 0 | [8 empty] | 2023-05-12 00:00:00 | 53.8209 | -2.7436
DATA NOT AVAILABLE | DATA NOT AVAILABLE |  | JUSTICE TOWN FARM, WESTLINTON, CARLISLE | JUSTICETOWN FARM WESTLINTON, CARLISLE | JUSTICETOWN FARM WESTLINTON, CARLISLE | CARLISLE | CUMBRIA | CA6 6AH | ENGLAND | 337429.77 | 564650.72 | HARKER - HUTTON | CARLISLE 33KV | WESTLINTON (609617) | 0.41499999999999998 | ELECTRICITY NORTH WEST LIMITED | BIOGAS |  | 0 | 0 | 0.1 |  |  |  | 0 | 0 | 0 |  |  |  | 0 | 0 | 0 |  | CONNECTED | 0.1 | 9.5000000000000001E-2 | 0.1 | 0.057 | 0.06 | 2014-02-01 | 0 |  |  | 0 | 0 | [8 empty] | 2023-05-12 00:00:00 | 54.9725 | -2.979
DATA NOT AVAILABLE | DATA NOT AVAILABLE | NORMAN FARMING COMPANY | Y77671 CHICKEN SHEDS CARLISLE CA5 | Y77671 CHICKEN SHEDS CARLISLE CA5 | Y77671 CHICKEN SHEDS CARLISLE CA5 | WIGTON | CUMBRIA | CA5 6EL | ENGLAND | 333476.12 | 556648.81999999995 | HARKER - HUTTON | CARLISLE 33KV | WIGTON (609618) | 0.41499999999999998 | ELECTRICITY NORTH WEST LIMITED | PV |  | 0 | 0 | 0.1 |  |  |  | 0 | 0 | 0 |  |  |  | 0 | 0 | 0 |  | CONNECTED | 0.1 | 9.5000000000000001E-2 | 0.1 | 0.095 | 0.1 | 2017-01-14 | 0 |  |  | 0 | 0 | [8 empty] | 2023-05-12 00:00:00 | 54.9001 | -3.0389
DATA NOT AVAILABLE | DATA NOT AVAILABLE | UNITED UTILITIES | CUMWHINTON PS, WEHERAL PASTURE | CUMWHINTON PS, WEHERAL PASTURE | CUMWHINTON HIGH LIFT PS, WETHERAL PASTURE | CARLISLE | CUMBRIA | CA4 8HR | ENGLAND | 346096.65 | 552737.04 | HARKER - HUTTON | CARLISLE 33KV | PETTERIL BANK (609606) | 0.41499999999999998 | ELECTRICITY NORTH WEST LIMITED | PV |  | 0 | 0 | 0.25 |  |  |  | 0 | 0 | 0 |  |  |  | 0 | 0 | 0 |  | CONNECTED | 0.25 | 0.23749999999999999 | 0.25 | 0.1425 | 0.15 | 2018-09-07 | 0 |  |  | 0 | 0 | [8 empty] | 2023-05-12 00:00:00 | 54.8665 | -2.8414
DATA NOT AVAILABLE | DATA NOT AVAILABLE |  |  | UUNW PREESALL WWTW |  | FLEETWOOD | LANCASHIRE | FY6 0BA | ENGLAND | 334850.31 | 446809.15 | PENWORTHAM WEST GSP - STANAH | THORNTON BSP | PREESALL (609920) | 0.41499999999999998 | ELECTRICITY NORTH WEST LIMITED | OIL |  | 0 | 0 | 0.365 |  |  |  | 0 | 0 | 0 |  |  |  | 0 | 0 | 0 |  | CONNECTED | 0.365 | 0 | 0 | 0.12255 | 0.129 | 2005-06-04 | 0 |  |  | 0 | 0 | [8 empty] | 2023-05-12 00:00:00 | 53.9133 | -2.9933
DATA NOT AVAILABLE | DATA NOT AVAILABLE |  |  | MICROBIOLOGY HOUSE FIR ST HEYWOOD | MICROBIOLOGY HOUSE FIR ST HEYWOOD | ROCHDALE | GREATER MANCHESTER | OL10 1NW | ENGLAND | 386268.49 | 410497.42 | PADIHAM - ROCHDALE GSP | CASTLETON | HEYWOOD (200115) | 0.41499999999999998 | ELECTRICITY NORTH WEST LIMITED | PV |  | 0 | 0 | 0.05 |  |  |  | 0 | 0 | 0 |  |  |  | 0 | 0 | 0 |  | CONNECTED | 0.05 | 4.7500000000000001E-2 | 0.05 | 0.27075 | 0.285 | 2014-10-01 | 0 |  |  | 0 | 0 | [8 empty] | 2023-05-12 00:00:00 | 53.5909 | -2.2089
DATA NOT AVAILABLE | DATA NOT AVAILABLE | WIRELESS EDGE COMMUNICATIONS LTD | ALDI STORES, 1 REFUGE STREET, SHAW | ALDI STORES, 1 REFUGE STREET, SHAW, | ALDI STORES, 1 REFUGE STREET, SHAW, | OLDHAM | GREATER MANCHESTER | OL2 8RH | ENGLAND | 393865.38500000001 | 408684.40700000001 | WHITEGATE GSP | ROYTON | HEYSIDE (302808) | 0.41499999999999998 | ELECTRICITY NORTH WEST LIMITED | PV |  | 0 | 0 | 0.05 |  |  |  | 0 | 0 | 0 |  |  |  | 0 | 0 | 0 |  | CONNECTED | 0.05 | 0 | 0 | 0.133 | 0.14 | 2015-11-28 | 0 |  |  | 0 | 0 | [8 empty] | 2023-05-12 00:00:00 | 53.5747 | -2.0941
DATA NOT AVAILABLE | DATA NOT AVAILABLE | LOW CARBON ENERGY COMPANY | B COOKSON LTD, CAXTON RD, FULWOOD | B COOKSON LTD, CAXTON RD, FULWOOD | CAXTON ROAD | PRESTON | LANCASHIRE | PR2 9ZB | ENGLAND | 354758.02 | 433194.86 | PENWORTHAM EAST GSP - ROCHDALE GSP | PRESTON EAST BSP | RIBBLETON (400410) | 0.4 | ELECTRICITY NORTH WEST LIMITED | PV |  | 0 | 0 | 0.05 |  |  |  | 0 | 0 | 0 |  |  |  | 0 | 0 | 0 |  | CONNECTED | 0.05 | 4.7500000000000001E-2 | 0.05 | 0.0855 | 0.09 | 2020-12-17 | 0 |  |  | 0 | 0 | [8 empty] | 2023-05-12 00:00:00 | 53.7931 | -2.6883
DATA NOT AVAILABLE | DATA NOT AVAILABLE |  |  | FLEXCRETE UNIT 3 TOMLINSON ROAD, LEYLAND | FLEXCRETE UNIT 3 TOMLINSON ROAD, LEYLAND | LEYLAND | LANCASHIRE | PR25 2DY | ENGLAND | 353636.32500000001 | 422911.60200000001 | PENWORTHAM WEST GSP - STANAH | LEYLAND BSP | BOW LN (400203) | 0.41499999999999998 | ELECTRICITY NORTH WEST LIMITED | PV |  | 0 | 0 | 0.112 |  |  |  | 0 | 0 | 0 |  |  |  | 0 | 0 | 0 |  | CONNECTED | 0.112 | 0.10639999999999999 | 0.112 | 0.1235 | 0.13 | 2014-03-01 | 0 |  |  | 0 | 0 | [8 empty] | 2023-05-12 00:00:00 | 53.7006 | -2.7037
DATA NOT AVAILABLE | DATA NOT AVAILABLE |  |  | WEST VIEW LEISURE CENTRE | WEST VIEW LEISURE CENTRE | PRESTON | LANCASHIRE | PR1 5EP | ENGLAND | 355243.64399999997 | 430526.46100000001 | PENWORTHAM EAST GSP - ROCHDALE GSP | PRESTON EAST BSP | DODGSON RD (400405) | 0.41499999999999998 | ELECTRICITY NORTH WEST LIMITED | NATURAL GAS |  | 0 | 0 | 0.095 |  |  |  | 0 | 0 | 0 |  |  |  | 0 | 0 | 0 |  | CONNECTED | 0.095 | 0 | 0 | 0.16625 | 0.175 | 1998-10-09 | 0 |  |  | 0 | 0 | [8 empty] | 2023-05-12 00:00:00 | 53.7691 | -2.6805
DATA NOT AVAILABLE | DATA NOT AVAILABLE |  |  | TRAFFORD MBC - SALE LEISURE CENTRE | BROAD ROAD / WOODLAND ROAD | MANCHESTER | GREATER MANCHESTER | M33 2AL | ENGLAND | 379109.73100000003 | 392053.114 | CARRINGTON | SALE BSP | SALE PRY (100136) | 0.41499999999999998 | ELECTRICITY NORTH WEST LIMITED | NATURAL GAS |  | 0 | 0 | 0.095 |  |  |  | 0 | 0 | 0 |  |  |  | 0 | 0 | 0 |  | CONNECTED | 0.095 | 0 | 0 | 0.11875 | 0.125 | 1998-04-17 | 0 |  |  | 0 | 0 | [8 empty] | 2023-05-12 00:00:00 | 53.4249 | -2.3158
DATA NOT AVAILABLE | DATA NOT AVAILABLE |  |  | HALLMARK HOTEL, STANLEY RD,WILMSLOW | HALLMARK HOTEL | WILMSLOW | GREATER MANCHESTER | SK9 3LD | ENGLAND | 385645.19400000002 | 384638.66 | SOUTH MANCHESTER GSP | MOSS NOOK GRID | MOSS NOOK PRY (100139) | 0.41499999999999998 | ELECTRICITY NORTH WEST LIMITED | NATURAL GAS |  | 0 | 0 | 0.216 |  |  |  | 0 | 0 | 0 |  |  |  | 0 | 0 | 0 |  | CONNECTED | 0.216 | 0 | 0 | 0.019 | 0.02 | 2010-05-01 | 0 |  |  | 0 | 0 | [8 empty] | 2023-05-12 00:00:00 | 53.3584 | -2.2171
DATA NOT AVAILABLE | DATA NOT AVAILABLE |  |  | PARKSIDE PRESTIGE ARC LTD, UNIT 10-11 MOND TRADING ESTATE, TRAFFORD PARK | PARKSIDE PRESTIGE ARC LTD, UNIT 10-11 MOND TRADING ESTATE, TRAFFORD PARK | MANCHESTER | GREATER MANCHESTER | M17 1LP | ENGLAND | 378351.891 | 396618.11700000003 | SOUTH MANCHESTER GSP | STRETFORD GRID | MOSLEY RD (100621) | 0.41499999999999998 | ELECTRICITY NORTH WEST LIMITED | PV |  | 0 | 0 | 0.1 |  |  |  | 0 | 0 | 0 |  |  |  | 0 | 0 | 0 |  | CONNECTED | 0.1 | 9.5000000000000001E-2 | 0.1 | 0.019 | 0.02 | 2015-01-01 | 0 |  |  | 0 | 0 | [8 empty] | 2023-05-12 00:00:00 | 53.4659 | -2.3276
DATA NOT AVAILABLE | DATA NOT AVAILABLE | LOW CARBON ENERGY | DARWEN LEISURE, THE GREEN, DARWEN | DARWEN LEISURE, THE GREEN, DARWEN | DARWEN LEISURE CENTRE THE GREEN | DARWEN | LANCASHIRE | BB3 1PP | ENGLAND | 369062.51500000001 | 422316.80800000002 | PENWORTHAM EAST GSP - ROCHDALE GSP | LOWER DARWEN BSP | EXCHANGE ST (400007) | 0.4 | ELECTRICITY NORTH WEST LIMITED | PV |  | 0 | 0 | 0.12 |  |  |  | 0 | 0 | 0 |  |  |  | 0 | 0 | 0 |  | CONNECTED | 0.12 |  |  | 0.26125 | 0.275 |  | 0 |  |  | 0 | 0 | [8 empty] | 2023-05-12 00:00:00 | 53.6964 | -2.47
DATA NOT AVAILABLE | DATA NOT AVAILABLE |  |  | STANLEY VILLA FARM, BACK LANE, PR4 3HN | STANLEY VILLA FARM | PRESTON | LANCASHIRE | PR4 3HN | ENGLAND | 339728.81599999999 | 435428.902 | PENWORTHAM WEST GSP - STANAH | PEEL | MERESIDE (400123) | 0.41499999999999998 | ELECTRICITY NORTH WEST LIMITED | LANDFILL GAS |  | 0 | 0 | 0.3 |  |  |  | 0 | 0 | 0 |  |  |  | 0 | 0 | 0 |  | CONNECTED | 0.3 | 0.28499999999999998 | 0.3 | 0.076 | 0.08 | 2015-09-21 | 0 |  |  | 0 | 0 | [8 empty] | 2023-05-12 00:00:00 | 53.8116 | -2.9168
DATA NOT AVAILABLE | DATA NOT AVAILABLE |  |  | CHADDERTON HEALTH & WELBEING CENTRE | CHADDERTON HEALTH & WELBEING CENTRE | CHADDERTON | GREATER MANCHESTER | OL9 0LH | ENGLAND | 390652.07400000002 | 405533.76400000002 | WHITEGATE GSP | GREENHILL | WILLOWBANK (302292) | 0.41499999999999998 | ELECTRICITY NORTH WEST LIMITED | BIODIESEL |  | 0 | 0 | 0.2 |  |  |  | 0 | 0 | 0 |  |  |  | 0 | 0 | 0 |  | CONNECTED | 0.2 | 0.18145 | 0.191 | 0.19475 | 0.205 | 2009-09-01 | 0 |  |  | 0 | 0 | [8 empty] | 2023-05-12 00:00:00 | 53.5464 | -2.1425
DATA NOT AVAILABLE | DATA NOT AVAILABLE | ECO ENVIRONMENTS LTD | GLASDON PRESTON NEW RD, BLACKPOOL | GLASDON PRESTON NEW RD, BLACKPOOL | GLADSON | BLACKPOOL | LANCASHIRE | FY4 4WA | ENGLAND | 335079.71000000002 | 433630.01 | PENWORTHAM WEST GSP - STANAH | PEEL | MERESIDE (400123) | 0.4 | ELECTRICITY NORTH WEST LIMITED | PV |  | 0 | 0 | 0.2828 |  |  |  | 0 | 0 | 0 |  |  |  | 0 | 0 | 0 |  | CONNECTED | 0.2828 | 0.18905 | 0.19900000000000001 | 0.26125 | 0.275 | 2019-11-18 | 0 |  |  | 0 | 0 | [8 empty] | 2023-05-12 00:00:00 | 53.7949 | -2.987
DATA NOT AVAILABLE | DATA NOT AVAILABLE |  |  | ROYAL DEVONSHIRE HOSPITAL | ROYAL DEVONSHIRE HOSPITAL | BUXTON | DERBYSHIRE | SK17 6RX | ENGLAND | 405677.495 | 373728.45699999999 | STALYBRIDGE | BUXTON GRID | ASHWOOD DALE (301467) | 0.41499999999999998 | ELECTRICITY NORTH WEST LIMITED | NATURAL GAS |  | 0 | 0 | 0.09 |  |  |  | 0 | 0 | 0 |  |  |  | 0 | 0 | 0 |  | CONNECTED | 0.09 | 0 | 0 | 0.5225 | 0.55 |  | 0 |  |  | 0 | 0 | [8 empty] | 2023-05-12 00:00:00 | 53.2605 | -1.9163
DATA NOT AVAILABLE | DATA NOT AVAILABLE |  |  | STRETFORD LEISURE CENTRE GREATSTONE RD | STRETFORD LEISURE CENTRE GREATSTONE RD | MANCHESTER | GREATER MANCHESTER | M32 0ZS | ENGLAND | 380704.21 | 395759.73800000001 | SOUTH MANCHESTER GSP | STRETFORD GRID | CHESTER RD (100610) | 0.41499999999999998 | ELECTRICITY NORTH WEST LIMITED | NATURAL GAS |  | 0 | 0 | 0.112 |  |  |  | 0 | 0 | 0 |  |  |  | 0 | 0 | 0 |  | CONNECTED | 0.112 | 0 | 0 | 0.11875 | 0.125 | 2011-06-01 | 0 |  |  | 0 | 0 | [8 empty] | 2023-05-12 00:00:00 | 53.4582 | -2.2921
DATA NOT AVAILABLE | DATA NOT AVAILABLE | GEOWARMTH UK LTD | BLACKPOOL AIRPORT, SQUIRES GATE | BLACKPOOL AIRPORT, SQUIRES GATE | BLACKPOOL AIRPORT, SQUIRES GATE | BLACKPOOL | LANCASHIRE | FY4 2QS | ENGLAND | 331377.26799999998 | 431851.47 | PENWORTHAM WEST GSP - STANAH | BLACKPOOL | SQUIRES GATE (400115) | 0.41499999999999998 | ELECTRICITY NORTH WEST LIMITED | PV |  | 0 | 0 | 0.05 |  |  |  | 0 | 0 | 0 |  |  |  | 0 | 0 | 0 |  | CONNECTED | 0.05 | 4.7500000000000001E-2 | 0.05 | 0.1368 | 0.144 | 2018-02-01 | 0 |  |  | 0 | 0 | [8 empty] | 2023-05-12 00:00:00 | 53.7785 | -3.0428
DATA NOT AVAILABLE | DATA NOT AVAILABLE | GLOBAL HEAT SOURCE | PARK HOUSE FARM, TORPENHOW, WIGTON | PARK HOUSE FARM TORPENHOW, WIGTON | PARK HOUSE FARM TORPENHOW, WIGTON | CARLISLE | CUMBRIA | CA7 1JZ | ENGLAND | 321149.06 | 540109.29 | HARKER - HUTTON | STAINBURN | ASPATRIA (609304) | 0.41499999999999998 | ELECTRICITY NORTH WEST LIMITED | PV |  | 0 | 0 | 0.05 |  |  |  | 0 | 0 | 0 |  |  |  | 0 | 0 | 0 |  | CONNECTED | 0.05 | 4.7500000000000001E-2 | 0.05 | 0.00095 | 0.001 | 2013-10-01 | 0 |  |  | 0 | 0 | [8 empty] | 2023-05-12 00:00:00 | 54.7497 | -3.2266
DATA NOT AVAILABLE | DATA NOT AVAILABLE | PENGEN | CROSSFIELD FARM, BOWSCAR, PENRITH | CROSSFIELD FARM, BOWSCAR, PENRITH | CROSSFIELD FARM, BOWSCAR, PENRITH | PENRITH | CUMBRIA | CA11 9NQ | ENGLAND | 350072.58 | 533402.68500000006 | HARKER - HUTTON | PENRITH BSP | NEWTONGATE (609668) | 11 | ELECTRICITY NORTH WEST LIMITED | BIOMASS |  | 0 | 0 | 0.202 |  |  |  | 0 | 0 | 0 |  |  |  | 0 | 0 | 0 |  | CONNECTED | 0.202 | 0.20899999999999999 | 0.22 | 0.228 | 0.24 | 2016-01-01 | 0 |  |  | 0 | 0 | [8 empty] | 2023-05-12 00:00:00 | 54.6932 | -2.7761
DATA NOT AVAILABLE | DATA NOT AVAILABLE |  |  | ALL SEASONS LEISURE CENTRE CHORLEY | ALL SEASONS LEISURE CENTRE CHORLEY | CHORLEY | LANCASHIRE | PR7 1EX | ENGLAND | 358627.26 | 418217.71899999998 | PENWORTHAM WEST GSP - STANAH | LEYLAND BSP | BOTANY BAY (400202) | 0.41499999999999998 | ELECTRICITY NORTH WEST LIMITED | NATURAL GAS |  | 0 | 0 | 0.065 |  |  |  | 0 | 0 | 0 |  |  |  | 0 | 0 | 0 |  | CONNECTED | 0.065 | 0 | 0 | 0.133 | 0.14 | 2010-06-01 | 0 |  |  | 0 | 0 | [8 empty] | 2023-05-12 00:00:00 | 53.6588 | -2.6275
DATA NOT AVAILABLE | DATA NOT AVAILABLE |  |  | FALINGE PARK HIGH SCHOOL ROCHDALE | FALINGE PARK HIGH SCHOOL ROCHDALE | ROCHDALE | GREATER MANCHESTER | OL12 6LD | ENGLAND | 388967.04700000002 | 414288.18300000002 | PADIHAM - ROCHDALE GSP | ROCHDALE CENTRAL | ROCHDALE CENTRAL PRIMARY (304882) | 0.41499999999999998 | ELECTRICITY NORTH WEST LIMITED | PV |  | 0 | 0 | 0.07 |  |  |  | 0 | 0 | 0 |  |  |  | 0 | 0 | 0 |  | CONNECTED | 0.07 | 6.6500000000000004E-2 | 7.0000000000000007E-2 | 0.4275 | 0.45 | 2014-01-01 | 0 |  |  | 0 | 0 | [8 empty] | 2023-05-12 00:00:00 | 53.625 | -2.1683
DATA NOT AVAILABLE | DATA NOT AVAILABLE |  |  | FALINGE PARK HIGH SCHOOL ROCHDALE | FALINGE PARK HIGH SCHOOL ROCHDALE | ROCHDALE | GREATER MANCHESTER | OL12 6LD | ENGLAND | 388967.04700000002 | 414288.18300000002 | PADIHAM - ROCHDALE GSP | ROCHDALE CENTRAL | ROCHDALE CENTRAL PRIMARY (304882) | 0.41499999999999998 | ELECTRICITY NORTH WEST LIMITED | NATURAL GAS |  | 0 | 0 | 0.16 |  |  |  | 0 | 0 | 0 |  |  |  | 0 | 0 | 0 |  | CONNECTED | 0.16 | 6.6500000000000004E-2 | 7.0000000000000007E-2 | 0.4275 | 0.45 | 2013-03-01 | 0 |  |  | 0 | 0 | [8 empty] | 2023-05-12 00:00:00 | 53.625 | -2.1683
DATA NOT AVAILABLE | DATA NOT AVAILABLE | DC21 LTD | HOLLINS RAIKES FARM, KEIGHLEY | HOLLIN RAIKES FARM COTTAGE KEIGHLEY | HOLLIN RAIKES FARM COTTAGE KEIGHLEY | COWLING | N.YORKSHIRE | BD22 0NB | ENGLAND | 394059.41700000002 | 442811.86900000001 | PADIHAM - ROCHDALE GSP | NELSON GSP | LANGROYD RD (400056) | 0.41499999999999998 | ELECTRICITY NORTH WEST LIMITED | WIND |  | 0 | 0 | 0.09 |  |  |  | 0 | 0 | 0 |  |  |  | 0 | 0 | 0 |  | CONNECTED | 0.09 | 8.5499999999999993E-2 | 0.09 | 0.00475 | 0.005 | 2014-05-01 | 0 |  |  | 0 | 0 | [8 empty] | 2023-05-12 00:00:00 | 53.8815 | -2.0919
DATA NOT AVAILABLE | DATA NOT AVAILABLE |  |  | HIGH HOUSE FARM EGREMONT | HIGH HOUSE FARM EGREMONT | EGREMONT | CUMBRIA | CA22 2PJ | ENGLAND | 304177.864 | 510968.81599999999 | HARKER - HUTTON | EGREMONT | EGREMONT PRIMARY (609351) | 0.41499999999999998 | ELECTRICITY NORTH WEST LIMITED | WIND |  | 0 | 0 | 0.072 |  |  |  | 0 | 0 | 0 |  |  |  | 0 | 0 | 0 |  | CONNECTED | 0.072 | 9.4049999999999995E-2 | 9.9000000000000005E-2 | 0.00095 | 0.001 | 2014-04-01 | 0 |  |  | 0 | 0 | [8 empty] | 2023-05-12 00:00:00 | 54.485 | -3.4806
DATA NOT AVAILABLE | DATA NOT AVAILABLE |  |  | WYTHENSHAWE HOSPITAL, SOUTHMOOR ROAD, WYTHENSHAWE | WYTHENSHAWE HOSPITAL, SOUTHMOOR ROAD, WYTHENSHAWE | WYTHENSHAWE | GREATER MANCHESTER | M23 9LT | ENGLAND | 380436.83 | 388248.89299999998 | CARRINGTON | ALTRINCHAM GRID | MEDIPARK (100030) | 0.41499999999999998 | ELECTRICITY NORTH WEST LIMITED | PV |  | 0 | 0 | 0.06 |  |  |  | 0 | 0 | 0 |  |  |  | 0 | 0 | 0 |  | CONNECTED | 0.06 | 0 | 0 | 0.4655 | 0.49 | 2014-05-01 | 0 |  |  | 0 | 0 | [8 empty] | 2023-05-12 00:00:00 | 53.3907 | -2.2956
DATA NOT AVAILABLE | DATA NOT AVAILABLE |  |  | NEW FIRE STATION HALIFAX ROAD | NEW FIRE STATION HALIFAX ROAD | ROCHDALE | GREATER MANCHESTER | OL12 9BD | ENGLAND | 390639.51299999998 | 414184.38 | PADIHAM - ROCHDALE GSP | BELFIELD GRID | WARDLEWORTH (304886) | 0.41499999999999998 | ELECTRICITY NORTH WEST LIMITED | PV |  | 0 | 0 | 0.05 |  |  |  | 0 | 0 | 0 |  |  |  | 0 | 0 | 0 |  | CONNECTED | 0.05 | 0 | 0 | 0.0475 | 0.05 | 2013-10-01 | 0 |  |  | 0 | 0 | [8 empty] | 2023-05-12 00:00:00 | 53.6241 | -2.143
DATA NOT AVAILABLE | DATA NOT AVAILABLE |  |  | SADDLEWORTH COMMUNITY HYDRO LTD, CHEW VALLEY ROAD, GREENFIELD, OLDHAM | SADDLEWORTH COMMUNITY HYDRO LTD, CHEW VALLEY ROAD, GREENFIELD, OLDHAM | OLDHAM | GREATER MANCHESTER | OL3 7NF | ENGLAND | 401301.44199999998 | 403796.01299999998 | STALYBRIDGE | HEYROD | GREENFIELD PRY (303301) | 0.41499999999999998 | ELECTRICITY NORTH WEST LIMITED | HYDRO |  | 0 | 0 | 0.055 |  |  |  | 0 | 0 | 0 |  |  |  | 0 | 0 | 0 |  | CONNECTED | 0.055 | 5.2249999999999998E-2 | 5.5E-2 | 0.00095 | 0.001 | 2014-07-01 | 0 |  |  | 0 | 0 | [8 empty] | 2023-05-12 00:00:00 | 53.5308 | -1.9818
DATA NOT AVAILABLE | DATA NOT AVAILABLE | JACOBS LES | BRIDGEND WWTW, THIRLMERE | BRIDGEND WWTW THIRLMERE | BRIDGEND WWTW THIRLMERE | KESWICK | CUMBRIA | CA12 4TQ | ENGLAND | 331021.82 | 519092.95 | HARKER - HUTTON | STAINBURN | KESWICK (609308) | 0.41499999999999998 | ELECTRICITY NORTH WEST LIMITED | OIL |  | 0 | 0 | 0.186 |  |  |  | 0 | 0 | 0 |  |  |  | 0 | 0 | 0 |  | CONNECTED | 0.186 | 0 | 0 | 0.1786 | 0.188 | 2013-11-01 | 0 |  |  | 0 | 0 | [8 empty] | 2023-05-12 00:00:00 | 54.5623 | -3.0682
DATA NOT AVAILABLE | DATA NOT AVAILABLE |  |  | BUILDING 1000 | BUILDING 1000, KINGFISHER COURT | STOCKPORT | GREATER MANCHESTER | SK4 2HG | ENGLAND | 388292.71 | 390034.42 | BREDBURY | ADSWOOD GRID | BRINKSWAY (303222) | 0.41499999999999998 | ELECTRICITY NORTH WEST LIMITED | BIODIESEL |  | 0 | 0 | 0.08 |  |  |  | 0 | 0 | 0 |  |  |  | 0 | 0 | 0 |  | CONNECTED | 0.08 | 7.5999999999999998E-2 | 0.08 | 0.076 | 0.08 | 2009-08-01 | 0 |  |  | 0 | 0 | [8 empty] | 2023-05-12 00:00:00 | 53.407 | -2.1776
DATA NOT AVAILABLE | DATA NOT AVAILABLE |  |  | BUILDING A BOLTON COLLEGE | BUILDING A BOLTON COLLEGE | BOLTON | GREATER MANCHESTER | BL3 5AG | ENGLAND | 371089.875 | 408785.402 | KEARSLEY GSP | BOLTON GRID | SPA RD (200102) | 6.6 | ELECTRICITY NORTH WEST LIMITED | NATURAL GAS |  | 0 | 0 | 0.124 |  |  |  | 0 | 0 | 0 |  |  |  | 0 | 0 | 0 |  | CONNECTED | 0.124 | 0 | 0 | 0.7125 | 0.75 | 2010-06-01 | 0 |  |  | 0 | 0 | [8 empty] | 2023-05-12 00:00:00 | 53.5749 | -2.4381
DATA NOT AVAILABLE | DATA NOT AVAILABLE | AMERESCO LTD | HANSON SPRINGS LTD, TRANS PENNINE TRADING ESTATE, GORRELS WAY, ROCHDALE | HANSON SPRINGS LTD, TRANS PENNINE TRADING ESTATE, GORRELS WAY, ROCHDALE | UNIT 2, GORRELS WAY | ROCHDALE | GREATER MANCHESTER | OL11 2PX | ENGLAND | 388776.14799999999 | 411238.95899999997 | PADIHAM - ROCHDALE GSP | CASTLETON | CASTLETON PRIMARY (304881) | 6.6 | ELECTRICITY NORTH WEST LIMITED | DIESEL |  | 0 | 0 | 0.28 |  |  |  | 0 | 0 | 0 |  |  |  | 0 | 0 | 0 |  | CONNECTED | 0.28 | 0.25935000000000002 | 0.27300000000000002 | 0.95 | 1 | 2017-09-22 | 0 |  |  | 0 | 0 | [8 empty] | 2023-05-12 00:00:00 | 53.5976 | -2.1711
DATA NOT AVAILABLE | DATA NOT AVAILABLE | HARLAXTON ENGINEERING LTD | AGGREGATE INDUSTRIES, CARNFORTH, LA6 1EA | AGGREGATE INDUSTRIES HIGH ROADS NETHER KELLET | AGGREGATE INDUSTRIES HIGH ROADS NETHER KELLET | CARNFORTH | CUMBRIA | LA6 1EA | ENGLAND | 351648.951 | 468655.08199999999 | HEYSHAM | LANCASTER | BOLTON LE SANDS (609901) | 11 | ELECTRICITY NORTH WEST LIMITED | WIND |  | 0 | 0 | 0.5 |  |  |  | 0 | 0 | 0 |  |  |  | 0 | 0 | 0 |  | CONNECTED | 0.5 | 0.47974999999999995 | 0.505 | 0.26125 | 0.275 | 2013-03-01 | 0 |  |  | 0 | 0 | [8 empty] | 2023-05-12 00:00:00 | 54.1115 | -2.7411
DATA NOT AVAILABLE | DATA NOT AVAILABLE |  |  | HELMS DEEP LONG LANE BARNACRE GARSTANG | HELMS DEEP LONG LANE BARNACRE GARSTANG | FLEETWOOD | LANCASHIRE | PR3 1RN | ENGLAND | 352519.13400000002 | 446312.84299999999 | PENWORTHAM WEST GSP - STANAH | THORNTON BSP | GARSTANG (609903) | 6.6 | ELECTRICITY NORTH WEST LIMITED | WIND |  | 0 | 0 | 0.225 |  |  |  | 0 | 0 | 0 |  |  |  | 0 | 0 | 0 |  | CONNECTED | 0.225 | 0.23749999999999999 | 0.25 | 0.019 | 0.02 | 2014-05-01 | 0 |  |  | 0 | 0 | [8 empty] | 2023-05-12 00:00:00 | 53.9108 | -2.7243
DATA NOT AVAILABLE | DATA NOT AVAILABLE | RPC CONTAINERS | RPC CONTAINERS, REED | RPC CONTAINERS HASLINGDEN RD | RPC CONTAINERS HASLINGDEN RD | BLACKBURN | LANCASHIRE | BB1 2PX | ENGLAND | 370283.99200000003 | 426229.27799999999 | PENWORTHAM EAST GSP - ROCHDALE GSP | LOWER DARWEN BSP | ROMAN RD (400002) | 6.6 | ELECTRICITY NORTH WEST LIMITED | OIL |  | 0 | 0 | 0.5 |  |  |  | 0 | 0 | 0 |  |  |  | 0 | 0 | 0 |  | CONNECTED | 0.5 | 0 | 0 | 3.42 | 3.6 | 2014-07-01 | 0 |  |  | 0 | 0 | [8 empty] | 2023-05-12 00:00:00 | 53.7316 | -2.4519
DATA NOT AVAILABLE | DATA NOT AVAILABLE | LOW CARBON ENERGY | BLACKBURN & DARWEN COUNCIL DATA CENTRE, BLACKBURN | BLACKBURN & DARWEN COUNCIL DATA CENTRE, BLACKBURN | DATA CENTRE BLACKBURN AND DARWEN COUNCIL DAVYFIELD ROAD | BLACKBURN | LANCASHIRE | BB1 2LX | ENGLAND | 369546.75099999999 | 424635.61700000003 | PENWORTHAM EAST GSP - ROCHDALE GSP | LOWER DARWEN BSP | LOWER DARWEN BSP (400016) | 6.6 | ELECTRICITY NORTH WEST LIMITED | PV |  | 0 | 0 | 0.08 |  |  |  | 0 | 0 | 0 |  |  |  | 0 | 0 | 0 |  | CONNECTED | 0.08 |  |  | 0.285 | 0.3 |  | 0 |  |  | 0 | 0 | [8 empty] | 2023-05-12 00:00:00 | 53.7172 | -2.4629
DATA NOT AVAILABLE | DATA NOT AVAILABLE | ENERGY GAIN UK LTD | BROOKS LTD, 117 MANCHESTER ROAD, AUDENSHAW, MANCHESTER | BROOKS LTD, 117 MANCHESTER ROAD, AUDENSHAW, MANCHESTER | BROOKS LTD, 117 MANCHESTER ROAD, AUDENSHAW, MANCHESTER | MANCHESTER | GREATER MANCHESTER | M34 5UU | ENGLAND | 390737.01 | 397623.98599999998 | STALYBRIDGE | DROYLSDEN GRID | DENTON WEST (100111) | 0.41499999999999998 | ELECTRICITY NORTH WEST LIMITED | PV |  | 0 | 0 | 0.2475 |  |  |  | 0 | 0 | 0 |  |  |  | 0 | 0 | 0 |  | CONNECTED | 0.2475 | 0 | 0 | 0.2375 | 0.25 | 2016-02-04 | 0 |  |  | 0 | 0 | [8 empty] | 2023-05-12 00:00:00 | 53.4753 | -2.141
DATA NOT AVAILABLE | DATA NOT AVAILABLE |  |  | CLIFTON HOSPITAL | CLIFTON HOSPITAL | LYTHAM ST ANNES | LANCASHIRE | FY8 1PB | ENGLAND | 333645.73800000001 | 428067.14 | PENWORTHAM WEST GSP - STANAH | LYTHAM | ANSDELL (400101) | 0.41499999999999998 | ELECTRICITY NORTH WEST LIMITED | NATURAL GAS |  | 0 | 0 | 0.054 |  |  |  | 0 | 0 | 0 |  |  |  | 0 | 0 | 0 |  | CONNECTED | 0.054 | 0.13300000000000001 | 0.14000000000000001 | 0.133 | 0.14 | 1993-12-16 | 0 |  |  | 0 | 0 | [8 empty] | 2023-05-12 00:00:00 | 53.7447 | -3.0076
DATA NOT AVAILABLE | DATA NOT AVAILABLE |  |  | BLACKPOOL SOUTHSHORE HOSPITAL PCT, STONYHILL AVENUE, BLACKPOOL | BLACKPOOL SOUTHSHORE HOSPITAL PCT, STONYHILL AVENUE, BLACKPOOL | BLACKPOOL | LANCASHIRE | FY4 1QU | ENGLAND | 331043.24699999997 | 432220.27600000001 | PENWORTHAM WEST GSP - STANAH | BLACKPOOL | SQUIRES GATE (400115) | 0.41499999999999998 | ELECTRICITY NORTH WEST LIMITED | NATURAL GAS |  | 0 | 0 | 0.25 |  |  |  | 0 | 0 | 0 |  |  |  | 0 | 0 | 0 |  | CONNECTED | 0.25 | 0 | 0 | 0.38 | 0.4 | 2013-05-01 | 0 |  |  | 0 | 0 | [8 empty] | 2023-05-12 00:00:00 | 53.7817 | -3.048
DATA NOT AVAILABLE | DATA NOT AVAILABLE | THE LOW CARBON ENERGY COMPANY | OLD MEADOWS MWTS, BURNLEY RD, BACUP | OLD MEADOWS MWTS, BURNLEY RD, BACUP | OLD MEADOWS MWTS, BURNLEY RD, BACUP | BACUP | LANCASHIRE | OL13 8PX | ENGLAND | 386718.54399999999 | 423716.288 | PADIHAM - ROCHDALE GSP | ROSSENDALE BSP | WESLEY PL (400093) | 0.41499999999999998 | ELECTRICITY NORTH WEST LIMITED | PV |  | 0 | 0 | 0.059 |  |  |  | 0 | 0 | 0 |  |  |  | 0 | 0 | 0 |  | CONNECTED | 0.059 | 5.3199999999999997E-2 | 5.6000000000000001E-2 | 0.095 | 0.1 | 2017-08-14 | 0 |  |  | 0 | 0 | [8 empty] | 2023-05-12 00:00:00 | 53.7097 | -2.2027
DATA NOT AVAILABLE | DATA NOT AVAILABLE |  |  | PADDY END | PADDY END | CONISTON | CUMBRIA | LA21 8HP | ENGLAND | 328519.348 | 498644.66100000002 | HARKER - HUTTON | ULVERSTON | CONISTON (609039) | 0.41499999999999998 | ELECTRICITY NORTH WEST LIMITED | OIL |  | 0 | 0 | 0.08 |  |  |  | 0 | 0 | 0 |  |  |  | 0 | 0 | 0 |  | CONNECTED | 0.08 | 0 | 0 | 0.0703 | 0.074 | 2008-10-01 | 0 |  |  | 0 | 0 | [8 empty] | 2023-05-12 00:00:00 | 54.3783 | -3.102
DATA NOT AVAILABLE | DATA NOT AVAILABLE | H & H LAND & PROPERTY | KELSICK HOUSE, ABBEYTOWN, WIGTON | KELSICK HOUSE ABBEYTOWN | KELSICK HOUSE ABBEYTOWN | CARLISLE | CUMBRIA | CA7 4TL | ENGLAND | 319549.18900000001 | 550244.696 | HARKER - HUTTON | CARLISLE 33KV | WIGTON (609618) | 0.41499999999999998 | ELECTRICITY NORTH WEST LIMITED | BIOGAS |  | 0 | 0 | 0.124 |  |  |  | 0 | 0 | 0 |  |  |  | 0 | 0 | 0 |  | CONNECTED | 0.124 | 0.11779999999999999 | 0.124 | 0.057 | 0.06 | 2014-06-01 | 0 |  |  | 0 | 0 | [8 empty] | 2023-05-12 00:00:00 | 54.8405 | -3.2542
DATA NOT AVAILABLE | DATA NOT AVAILABLE |  |  | LONGSHAW HEAD CROWTHORN ROAD BOLTON | LONGSHAW HEAD CROWTHORN ROAD BOLTON | BOLTON | GREATER MANCHESTER | BL7 0JX | ENGLAND | 375735.91499999998 | 417831.804 | KEARSLEY GSP | BURY GRID | HOLT ST (200202) | 0.41499999999999998 | ELECTRICITY NORTH WEST LIMITED | WIND |  | 0 | 0 | 0.08 |  |  |  | 0 | 0 | 0 |  |  |  | 0 | 0 | 0 |  | CONNECTED | 0.08 | 8.0750000000000002E-2 | 8.5000000000000006E-2 | 0.0076 | 0.008 | 2014-12-01 | 0 |  |  | 0 | 0 | [8 empty] | 2023-05-12 00:00:00 | 53.6564 | -2.3686
DATA NOT AVAILABLE | DATA NOT AVAILABLE |  |  | GREENCROFT ENGINEERING GREEN CROFT CARLISLE | GREENCROFT ENGINEERING GREEN CROFT CARLISLE | WIGTON | CUMBRIA | CA5 6JH | ENGLAND | 329551.34000000003 | 555786.11 | HARKER - HUTTON | CARLISLE 33KV | WIGTON (609618) | 0.41499999999999998 | ELECTRICITY NORTH WEST LIMITED | WIND |  | 0 | 0 | 0.085 |  |  |  | 0 | 0 | 0 |  |  |  | 0 | 0 | 0 |  | CONNECTED | 0.085 | 8.0750000000000002E-2 | 8.5000000000000006E-2 | 0.0475 | 0.05 | 2014-02-01 | 0 |  |  | 0 | 0 | [8 empty] | 2023-05-12 00:00:00 | 54.8918 | -3.0999
DATA NOT AVAILABLE | DATA NOT AVAILABLE |  |  | UUNW HAZEL GROVE WTW | BONGS VALLEY, DOOLEY LANE | STOCKPORT | GREATER MANCHESTER | SK2 5HB | ENGLAND | 393191.82900000003 | 389238.28700000001 | BREDBURY | VERNON PK GRID | ROMILEY (302963) | 0.41499999999999998 | ELECTRICITY NORTH WEST LIMITED | BIOGAS |  | 0 | 0 | 0.06 |  |  |  | 0 | 0 | 0 |  |  |  | 0 | 0 | 0 |  | CONNECTED | 0.06 | 0.55289999999999995 | 0.58199999999999996 | 0.4199 | 0.442 |  | 0 |  |  | 0 | 0 | [8 empty] | 2023-05-12 00:00:00 | 53.3999 | -2.1039
DATA NOT AVAILABLE | DATA NOT AVAILABLE | EVO ENERGY LTD | PERRY VAUXHALL GUIDING ROAD, PRESTON | PERRY VAUXHALL GUIDING ROAD, PRESTON | PERRY VAUXHALL GUIDING ROAD, PRESTON | PRESTON | LANCASHIRE | PR1 5PD | ENGLAND | 356990.24699999997 | 432891.52100000001 | PENWORTHAM EAST GSP - ROCHDALE GSP | PRESTON EAST BSP | PRESTON EAST PRY (400399) | 0.41499999999999998 | ELECTRICITY NORTH WEST LIMITED | PV |  | 0 | 0 | 0.06125 |  |  |  | 0 | 0 | 0 |  |  |  | 0 | 0 | 0 |  | CONNECTED | 0.06125 | 0 | 0 | 0.20425 | 0.215 | 2016-08-04 | 0 |  |  | 0 | 0 | [8 empty] | 2023-05-12 00:00:00 | 53.7906 | -2.6543
DATA NOT AVAILABLE | DATA NOT AVAILABLE |  |  | EDEN LEISURE CENTRE | SOUTHEND ROAD | PENRITH | CUMBRIA | CA11 8JH | ENGLAND | 351742.81199999998 | 529724.18700000003 | HARKER - HUTTON | PENRITH BSP | NEWTONGATE (609668) | 0.41499999999999998 | ELECTRICITY NORTH WEST LIMITED | NATURAL GAS |  | 0 | 0 | 0.12 |  |  |  | 0 | 0 | 0 |  |  |  | 0 | 0 | 0 |  | CONNECTED | 0.12 | 0 | 0 | 0.2755 | 0.29 | 2006-05-24 | 0 |  |  | 0 | 0 | [8 empty] | 2023-05-12 00:00:00 | 54.6603 | -2.7496
DATA NOT AVAILABLE | DATA NOT AVAILABLE | SOLIS RE | PLUMBS LTD, BROOKHOUSE MILL, PRESTON | PLUMBS LTD, BROOKHOUSE MILL, PRESTON | PLUMBS LTD, BROOKHOUSE MILL | PRESTON | LANCASHIRE | PR1 7PZ | ENGLAND | 352628.74400000001 | 430395.30599999998 | PENWORTHAM EAST GSP - ROCHDALE GSP | RIBBLE GSP | DOUGLAS ST (400406) | 0.4 | ELECTRICITY NORTH WEST LIMITED | PV |  | 0 | 0 | 0.2 |  |  |  | 0 | 0 | 0 |  |  |  | 0 | 0 | 0 |  | CONNECTED | 0.2 | 0.19 | 0.2 | 0.2755 | 0.29 | 2020-10-22 | 0 |  |  | 0 | 0 | [8 empty] | 2023-05-12 00:00:00 | 53.7677 | -2.7201
DATA NOT AVAILABLE | DATA NOT AVAILABLE |  |  | GREATER MANCHESTER POLICE | SEDGLEY PARK TRAINING CENTRE | MANCHESTER | GREATER MANCHESTER | M25 0JT | ENGLAND | 382097.22 | 402712.71399999998 | KEARSLEY GSP | AGECROFT BSP | PRESTWICH (100627) | 0.41499999999999998 | ELECTRICITY NORTH WEST LIMITED | NATURAL GAS |  | 0 | 0 | 0.176 |  |  |  | 0 | 0 | 0 |  |  |  | 0 | 0 | 0 |  | CONNECTED | 0.176 | 0 | 0 | 0.3325 | 0.35 |  | 0 |  |  | 0 | 0 | [8 empty] | 2023-05-12 00:00:00 | 53.5208 | -2.2715
DATA NOT AVAILABLE | DATA NOT AVAILABLE | NETWORK RAIL | NETWORK RAIL(NR) - CARLILSE SIGNALLING SUPPLY POINT (SSP) OFF CROWN STREET, CARLISLE | NETWORK RAIL(NR) - CARLILSE SIGNALLING SUPPLY POINT (SSP) OFF CROWN STREET, CARLISLE | NETWORK RAIL LTD CROWN STREET | CARLISLE | CUMBRIA | CA2 5AB | ENGLAND | 340425.22700000001 | 555156.98 | HARKER - HUTTON | CARLISLE 33KV | JAMES ST (609604) | 0.4 | ELECTRICITY NORTH WEST LIMITED | DIESEL |  | 0 | 0 | 0.16 |  |  |  | 0 | 0 | 0 |  |  |  | 0 | 0 | 0 |  | CONNECTED | 0.16 |  |  | 0.228 | 0.24 | 2021-12-17 | 0 |  |  | 0 | 0 | [8 empty] | 2023-05-12 00:00:00 | 54.8876 | -2.9302
DATA NOT AVAILABLE | DATA NOT AVAILABLE | EARTHMILL | INTACK FARM, NETHER KELLET, CARNFORTH | INTACK FARM, NETHER KELLET, CARNFORTH | INTACK FARM, NETHER KELLET, CARNFORTH | CARNFORTH | CUMBRIA | LA6 1HB | ENGLAND | 351677.929 | 468216.23300000001 | HEYSHAM | LANCASTER | BOLTON LE SANDS (609901) | 0.41499999999999998 | ELECTRICITY NORTH WEST LIMITED | WIND |  | 0 | 0 | 0.095 |  |  |  | 0 | 0 | 0 |  |  |  | 0 | 0 | 0 |  | CONNECTED | 0.095 |  |  | 0.019 | 0.02 | 2016-08-11 | 0 |  |  | 0 | 0 | [8 empty] | 2023-05-12 00:00:00 | 54.1075 | -2.7406
DATA NOT AVAILABLE | DATA NOT AVAILABLE | EARTHMILL | NEW GRANGE FARM, DEARHAM | NEW GRANGE FARM, DEARHAM | NEW GRANGE FARM, DEARHAM | MARYPORT | CUMBRIA | CA15 7LA | ENGLAND | 309475.05699999997 | 536335.652 | HARKER - HUTTON | STAINBURN | MARYPORT (609309) | 0.41499999999999998 | ELECTRICITY NORTH WEST LIMITED | WIND |  | 0 | 0 | 0.237 |  |  |  | 0 | 0 | 0 |  |  |  | 0 | 0 | 0 |  | CONNECTED | 0.237 | 0.21375 | 0.22500000000000001 | 0.019 | 0.02 | 2016-09-26 | 0 |  |  | 0 | 0 | [8 empty] | 2023-05-12 00:00:00 | 54.7139 | -3.4067
DATA NOT AVAILABLE | DATA NOT AVAILABLE |  |  | BRITANNIA SASCHAS HOTEL | TIB STREET | MANCHESTER | GREATER MANCHESTER | M4 1SH | ENGLAND | 384371.84 | 398428.98300000001 | SOUTH MANCHESTER GSP | BLOOM ST GRID | PICCADILLY (100626) | 0.41499999999999998 | ELECTRICITY NORTH WEST LIMITED | NOT KNOWN |  | 0 | 0 | 0.36 |  |  |  | 0 | 0 | 0 |  |  |  | 0 | 0 | 0 |  | CONNECTED | 0.36 | 0 | 0 | 0.2565 | 0.27 |  | 0 |  |  | 0 | 0 | [8 empty] | 2023-05-12 00:00:00 | 53.4823 | -2.237
DATA NOT AVAILABLE | DATA NOT AVAILABLE |  |  | TAMESIDE MBC COPLEY LEISURE CENTRE & SCHOOL | HUDDERSFIELD RD | STOCKPORT | GREATER MANCHESTER | SK15 3ET | ENGLAND | 397503.15 | 398957.32699999999 | STALYBRIDGE | HEYROD | TAME VALLEY (300209) | 0.41499999999999998 | ELECTRICITY NORTH WEST LIMITED | NATURAL GAS |  | 0 | 0 | 0.075 |  |  |  | 0 | 0 | 0 |  |  |  | 0 | 0 | 0 |  | CONNECTED | 0.075 | 0 | 0 | 0.1425 | 0.15 | 1989-08-10 | 0 |  |  | 0 | 0 | [8 empty] | 2023-05-12 00:00:00 | 53.4873 | -2.0391
DATA NOT AVAILABLE | DATA NOT AVAILABLE | KINGSPAN ENERGY LTD | 1 WESTERN AVENUE, BUCKSHAW VILLAGE | 1 WESTERN AVENUE, BUCKSHAW VILLAGE | 1 WESTERN AVENUE, BUCKSHAW VILLAGE | CHORLEY | LANCASHIRE | PR7 7NB | ENGLAND | 355847.79599999997 | 421048.51699999999 | PENWORTHAM WEST GSP - STANAH | LEYLAND BSP | BUCKSHAW PRY (400212) | 0.41499999999999998 | ELECTRICITY NORTH WEST LIMITED | PV |  | 0 | 0 | 0.62 |  |  |  | 0 | 0 | 0 |  |  |  | 0 | 0 | 0 |  | CONNECTED | 0.62 | 0.58899999999999997 | 0.62 | 0.95 | 1 | 2015-12-01 | 0 |  |  | 0 | 0 | [8 empty] | 2023-05-12 00:00:00 | 53.684 | -2.67
DATA NOT AVAILABLE | DATA NOT AVAILABLE | SUNDOG ENERGY | BECK HOUSE POULTRY FARM, SOUTHWAITE | BECK HOUSE POULTRY UNIT SOUTHWAITE CARLISLE | BECK HOUSE POULTRY UNIT SOUTHWAITE CARLISLE | CARLISLE | CUMBRIA | CA4 0PY | ENGLAND | 342389.761 | 546970.06700000004 | HARKER - HUTTON | PENRITH BSP | HUTTON END (609653) | 0.41499999999999998 | ELECTRICITY NORTH WEST LIMITED | PV |  | 0 | 0 | 0.14 |  |  |  | 0 | 0 | 0 |  |  |  | 0 | 0 | 0 |  | CONNECTED | 0.14 | 0 | 0 | 0.0855 | 0.09 | 2013-04-01 | 0 |  |  | 0 | 0 | [8 empty] | 2023-05-12 00:00:00 | 54.8143 | -2.898
DATA NOT AVAILABLE | DATA NOT AVAILABLE |  |  | BELSFIELD HOTEL | KENDAL ROAD | KENDAL | CUMBRIA | LA23 3EL | ENGLAND | 340226.53 | 496621.18 | HARKER - HUTTON | KENDAL-PARKSIDE RD | WINDERMERE (609057) | 0.41499999999999998 | ELECTRICITY NORTH WEST LIMITED | NATURAL GAS |  | 0 | 0 | 0.09 |  |  |  | 0 | 0 | 0 |  |  |  | 0 | 0 | 0 |  | CONNECTED | 0.09 | 0.1273 | 0.13400000000000001 | 0.1273 | 0.134 |  | 0 |  |  | 0 | 0 | [8 empty] | 2023-05-12 00:00:00 | 54.3616 | -2.9214
DATA NOT AVAILABLE | DATA NOT AVAILABLE |  |  | ST DAMIANS SCHOOL, ASHTON U L | ST DAMIANS SCHOOL | ASHTON-U-LYNE | GREATER MANCHESTER | OL6 8BH | ENGLAND | 395072.86 | 401444.19900000002 | STALYBRIDGE | HEYROD | HURST (302893) | 0.41499999999999998 | ELECTRICITY NORTH WEST LIMITED | NATURAL GAS |  | 0 | 0 | 0.18 |  |  |  | 0 | 0 | 0 |  |  |  | 0 | 0 | 0 |  | CONNECTED | 0.18 | 0.14249999999999999 | 0.15 | 0.33725 | 0.355 | 2011-02-01 | 0 |  |  | 0 | 0 | [8 empty] | 2023-05-12 00:00:00 | 53.5097 | -2.0758
DATA NOT AVAILABLE | DATA NOT AVAILABLE |  |  | MANCHESTER COMMUNICATIONS ACADEMY | MANCHESTER COMMUNICATIONS ACADEMY | MANCHESTER | GREATER MANCHESTER | M40 7NT | ENGLAND | 385706.21500000003 | 400651.99 | STALYBRIDGE | STUART ST GRID | MONSALL PRY (100602) | 0.41499999999999998 | ELECTRICITY NORTH WEST LIMITED | PV |  | 0 | 0 | 0.05 |  |  |  | 0 | 0 | 0 |  |  |  | 0 | 0 | 0 |  | CONNECTED | 0.05 | 0 | 0 | 0.323 | 0.34 | 2013-07-01 | 0 |  |  | 0 | 0 | [8 empty] | 2023-05-12 00:00:00 | 53.5024 | -2.217
DATA NOT AVAILABLE | DATA NOT AVAILABLE |  |  | BRIDGE END MILL, SETTLE |  | SETTLE | N.YORKSHIRE | BD24 9JS | ENGLAND | 381712.375 | 464088.34499999997 | PADIHAM - ROCHDALE GSP | NELSON GSP | SETTLE (609962) | 0.41499999999999998 | ELECTRICITY NORTH WEST LIMITED | HYDRO |  | 0 | 0 | 0.05 |  |  |  | 0 | 0 | 0 |  |  |  | 0 | 0 | 0 |  | CONNECTED | 0.05 | 0 | 0 | 0.00095 | 0.001 | 2009-11-01 | 0 |  |  | 0 | 0 | [8 empty] | 2023-05-12 00:00:00 | 54.0724 | -2.281
DATA NOT AVAILABLE | DATA NOT AVAILABLE |  |  | LOWCA COTTAGE FARM HIGH LOWCA | LOWCA COTTAGE FARM HIGH LOWCA | WHITEHAVEN | CUMBRIA | CA28 6QS | ENGLAND | 300016.50400000002 | 524028.92099999997 | HARKER - HUTTON | STAINBURN | HDA NO2 (609307) | 0.41499999999999998 | ELECTRICITY NORTH WEST LIMITED | WIND |  | 0 | 0 | 0.09 |  |  |  | 0 | 0 | 0 |  |  |  | 0 | 0 | 0 |  | CONNECTED | 0.09 | 9.0249999999999997E-2 | 9.5000000000000001E-2 | 0.02945 | 0.031 | 2012-10-01 | 0 |  |  | 0 | 0 | [8 empty] | 2023-05-12 00:00:00 | 54.6015 | -3.5492
DATA NOT AVAILABLE | DATA NOT AVAILABLE | WILKINSON JAMES PARTNERSHIP LTD | LOW LUCKENS ORGANIC RESOURCE CENTRE, CARLISLE, CA6 6LJ | LOW LUCKENS ROWELTOWN CARLISLE | LOW LUCKENS ROWELTOWN CARLISLE | CARLISLE | CUMBRIA | CA6 6LJ | ENGLAND | 349347.99599999998 | 572642.38699999999 | HARKER - HUTTON | SPADEADAM | EASTON (609612) | 0.41499999999999998 | ELECTRICITY NORTH WEST LIMITED | NATURAL GAS |  | 0 | 0 | 0.05 |  |  |  | 0 | 0 | 0 |  |  |  | 0 | 0 | 0 |  | CONNECTED | 0.05 | 5.1299999999999998E-2 | 5.3999999999999999E-2 | 0.019 | 0.02 | 2012-06-01 | 0 |  |  | 0 | 0 | [8 empty] | 2023-05-12 00:00:00 | 55.0457 | -2.7942
DATA NOT AVAILABLE | DATA NOT AVAILABLE | MORRIS-EYTON & SON | BECKSIDE FARM HYDRO, MILLOM, LA18 5LU | BECKSIDE WHICHAM MILLOM | BECKSIDE WHICHAM MILLOM | MILLOM | CUMBRIA | LA18 5LU | ENGLAND | 315285.38199999998 | 484677.09499999997 | HARKER - HUTTON | ULVERSTON | ASKAM (609038) | 11 | ELECTRICITY NORTH WEST LIMITED | HYDRO |  | 0 | 0 | 0.1 |  |  |  | 0 | 0 | 0 |  |  |  | 0 | 0 | 0 |  | CONNECTED | 0.1 | 9.5000000000000001E-2 | 0.1 | 0.038 | 0.04 | 2012-01-01 | 0 |  |  | 0 | 0 | [8 empty] | 2023-05-12 00:00:00 | 54.2507 | -3.3017
DATA NOT AVAILABLE | DATA NOT AVAILABLE |  |  | GM FIRE & RESCUE LEIGH | GM FIRE & RESCUE LEIGH | WIGAN | LANCASHIRE | WN7 3PA | ENGLAND | 364502.50900000002 | 398465.31699999998 | KEARSLEY GSP | ATHERTON | BEDFORD (205315) | 0.41499999999999998 | ELECTRICITY NORTH WEST LIMITED | PV |  | 0 | 0 | 0.05 |  |  |  | 0 | 0 | 0 |  |  |  | 0 | 0 | 0 |  | CONNECTED | 0.05 | 0 | 0 | 0.1425 | 0.15 | 2012-12-01 | 0 |  |  | 0 | 0 | [8 empty] | 2023-05-12 00:00:00 | 53.4817 | -2.5364
DATA NOT AVAILABLE | DATA NOT AVAILABLE |  |  | PETERSBURGH FARM, BECKERMET | PETERSBURGH FARM, BECKERMET | WHITEHAVEN | CUMBRIA | CA21 2XW | ENGLAND | 302271.69500000001 | 505864.36099999998 | HARKER - HUTTON | EGREMONT | MIDWAY (609354) | 11 | ELECTRICITY NORTH WEST LIMITED | WIND |  | 0 | 0 | 0.225 |  |  |  | 0 | 0 | 0 |  |  |  | 0 | 0 | 0 |  | CONNECTED | 0.225 | 0.21375 | 0.22500000000000001 | 0.019 | 0.02 | 2016-02-01 | 0 |  |  | 0 | 0 | [8 empty] | 2023-05-12 00:00:00 | 54.4388 | -3.5083
DATA NOT AVAILABLE | DATA NOT AVAILABLE |  |  | QUATTRO HOUSE REDGATE LANE LONGSITE | QUATTRO HOUSE REDGATE LANE LONGSIGHT | LONGSIGHT | GREATER MANCHESTER | M12 4RZ | ENGLAND | 386902.81800000003 | 396316.95600000001 | STALYBRIDGE | STUART ST GRID | BRADFORD (100106) | 0.41499999999999998 | ELECTRICITY NORTH WEST LIMITED | PV |  | 0 | 0 | 0.05 |  |  |  | 0 | 0 | 0 |  |  |  | 0 | 0 | 0 |  | CONNECTED | 0.05 | 0 | 0 | 0.114 | 0.12 | 2011-12-01 | 0 |  |  | 0 | 0 | [8 empty] | 2023-05-12 00:00:00 | 53.4634 | -2.1987
DATA NOT AVAILABLE | DATA NOT AVAILABLE |  |  | CALDERSTONES HOSPITAL | MITTON ROAD | CLITHEROE | LANCASHIRE | BB7 9PE | ENGLAND | 372069.52 | 437063.96 | PADIHAM - ROCHDALE GSP | PADIHAM BSP | WHALLEY (400074) | 0.41499999999999998 | ELECTRICITY NORTH WEST LIMITED | NATURAL GAS |  | 0 | 0 | 0.185 |  |  |  | 0 | 0 | 0 |  |  |  | 0 | 0 | 0 |  | CONNECTED | 0.185 | 0 | 0 | 0.285 | 0.3 | 1990-03-23 | 0 |  |  | 0 | 0 | [8 empty] | 2023-05-12 00:00:00 | 53.8291 | -2.4258
DATA NOT AVAILABLE | DATA NOT AVAILABLE |  |  | TREBARON GARDEN CENTRE 350 COMMON EDGE RD BLACKPOOL | TREBARON GARDEN CENTRE 350 COMMON EDGE RD BLACKPOOL | BLACKPOOL | LANCASHIRE | FY4 5DY | ENGLAND | 333170.397 | 431508.28600000002 | PENWORTHAM WEST GSP - STANAH | BLACKPOOL | SQUIRES GATE (400115) | 0.41499999999999998 | ELECTRICITY NORTH WEST LIMITED | PV |  | 0 | 0 | 0.05 |  |  |  | 0 | 0 | 0 |  |  |  | 0 | 0 | 0 |  | CONNECTED | 0.05 | 0 | 0 | 0.019 | 0.02 | 2012-10-01 | 0 |  |  | 0 | 0 | [8 empty] | 2023-05-12 00:00:00 | 53.7756 | -3.0155
DATA NOT AVAILABLE | DATA NOT AVAILABLE |  |  | NUFFIELD RADIO, JODRELL BANK | JODRELL BANK | MACCLESFIELD | GREATER MANCHESTER | SK11 9DL | ENGLAND | 379864.82900000003 | 370789.41 | SOUTH MANCHESTER GSP | MOSS NOOK GRID | CHELFORD (304000) | 0.41499999999999998 | ELECTRICITY NORTH WEST LIMITED | NATURAL GAS |  | 0 | 0 | 0.525 |  |  |  | 0 | 0 | 0 |  |  |  | 0 | 0 | 0 |  | CONNECTED | 0.525 | 0 | 0 | 0.285 | 0.3 |  | 0 |  |  | 0 | 0 | [8 empty] | 2023-05-12 00:00:00 | 53.2338 | -2.3031
DATA NOT AVAILABLE | DATA NOT AVAILABLE |  |  | UUNW ULPHA WWTW | ULPHA WWTW | BARROW-IN-FURNESS | CUMBRIA | LA20 6EB | ENGLAND | 320589.74 | 494441.39 | HARKER - HUTTON | ULVERSTON | KIRKBY MOOR (609043) | 0.41499999999999998 | ELECTRICITY NORTH WEST LIMITED | OIL |  | 0 | 0 | 0.24 |  |  |  | 0 | 0 | 0 |  |  |  | 0 | 0 | 0 |  | CONNECTED | 0.24 | 3.7999999999999999E-2 | 0.04 | 0.228 | 0.24 |  | 0 |  |  | 0 | 0 | [8 empty] | 2023-05-12 00:00:00 | 54.3393 | -3.2229
DATA NOT AVAILABLE | DATA NOT AVAILABLE |  |  | SEDDONS PLODDER LANE BOLTON | SEDDONS PLODDER LANE BOLTON | BOLTON | GREATER MANCHESTER | BL4 0NN | ENGLAND | 370065.88699999999 | 406008.82799999998 | KEARSLEY GSP | WESTHOUGHTON | WESTHOUGHTON (200413) | 0.41499999999999998 | ELECTRICITY NORTH WEST LIMITED | PV |  | 0 | 0 | 0.05 |  |  |  | 0 | 0 | 0 |  |  |  | 0 | 0 | 0 |  | CONNECTED | 0.05 | 4.7500000000000001E-2 | 0.05 | 0.152 | 0.16 | 2011-11-01 | 0 |  |  | 0 | 0 | [8 empty] | 2023-05-12 00:00:00 | 53.5499 | -2.4533
DATA NOT AVAILABLE | DATA NOT AVAILABLE | UNITED UTILITIES RENEWABLE ENERGY | SALE WASTEWATER TREATMENT WORKS, BANKY LANE, SALE | SALE WASTEWATER TREATMENT WORKS, BANKY LANE, SALE | SALE WASTEWATER TREATMENT WORKS, BANKY LANE, SALE | ALTRINCHAM | GREATER MANCHESTER | M33 5NL | ENGLAND | 376783.82500000001 | 392956.67700000003 | CARRINGTON | SALE BSP | ASHTON ON MERSEY (100102) | 6.6 | ELECTRICITY NORTH WEST LIMITED | PV |  | 0 | 0 | 0.993 |  |  |  | 0 | 0 | 0 |  |  |  | 0 | 0 | 0 |  | CONNECTED | 0.993 | 0.90439999999999987 | 0.95199999999999996 | 0.69255 | 0.729 | 2018-04-01 | 0 |  |  | 0 | 0 | [8 empty] | 2023-05-12 00:00:00 | 53.4329 | -2.3509
DATA NOT AVAILABLE | DATA NOT AVAILABLE | ANESCO LTD | PREMIER INN, COCKERMOUTH | PREMIER INN, COCKERMOUTH | PREMIER INN, COCKERMOUTH | COCKERMOUTH | CUMBRIA | CA13 0QX | ENGLAND | 311633.33 | 529409.88 | HARKER - HUTTON | STAINBURN | EMBLETON (609305) | 11 | ELECTRICITY NORTH WEST LIMITED | PV |  | 0 | 0 | 0.05 |  |  |  | 0 | 0 | 0 |  |  |  | 0 | 0 | 0 |  | CONNECTED | 0.05 | 4.7500000000000001E-2 | 0.05 | 0.1007 | 0.106 | 2019-02-01 | 0 |  |  | 0 | 0 | [8 empty] | 2023-05-12 00:00:00 | 54.652 | -3.3711
DATA NOT AVAILABLE | DATA NOT AVAILABLE | PERFECT SENSE ENERGY | D&L GROWERS, BANK FM, MARTIN LN, ORMSKIRK | D&L GROWERS, BANK FM, MARTIN LN, ORMSKIRK | BANK FARM | ORMSKIRK | LANCASHIRE | L40 0RT | ENGLAND | 341541.255 | 412772.603 | PENWORTHAM WEST GSP - STANAH | WRIGHTINGTON | BURSCOUGH BRIDGE (400204) | 0.41499999999999998 | ELECTRICITY NORTH WEST LIMITED | PV |  | 0 | 0 | 0.08 |  |  |  | 0 | 0 | 0 |  |  |  | 0 | 0 | 0 |  | CONNECTED | 0.08 | 7.5999999999999998E-2 | 0.08 | 0.11875 | 0.125 | 2020-05-28 | 0 |  |  | 0 | 0 | [8 empty] | 2023-05-12 00:00:00 | 53.6082 | -2.885
DATA NOT AVAILABLE | DATA NOT AVAILABLE |  |  | THE STABLES SHAWFIELD FARM | THE STABLES SHAWFIELD FARM | ROCHDALE | GREATER MANCHESTER | OL12 6BP | ENGLAND | 386956.01 | 414906.78 | PADIHAM - ROCHDALE GSP | ROCHDALE CENTRAL | SPOTLAND (304885) | 0.41499999999999998 | ELECTRICITY NORTH WEST LIMITED | WIND |  | 0 | 0 | 0.06 |  |  |  | 0 | 0 | 0 |  |  |  | 0 | 0 | 0 |  | CONNECTED | 0.06 | 6.1749999999999999E-2 | 6.5000000000000002E-2 | 0.00285 | 0.003 | 2015-09-29 | 0 |  |  | 0 | 0 | [8 empty] | 2023-05-12 00:00:00 | 53.6305 | -2.1987
DATA NOT AVAILABLE | DATA NOT AVAILABLE | NEWENCO | DEERPLAY LANDFILL SITE, BB11 3RL | DEERPLAY LANDFILL BACUP RD CLIVIGER | DEERPLAY LANDFILL BACUP RD CLIVIGER | BURNLEY | LANCASHIRE | BB11 3RL | ENGLAND | 385488.56699999998 | 428258.598 | PADIHAM - ROCHDALE GSP | BURNLEY GSP | ATHLETIC ST (400052) | 0.41499999999999998 | ELECTRICITY NORTH WEST LIMITED | BIOGAS |  | 0 | 0 | 0.2 |  |  |  | 0 | 0 | 0 |  |  |  | 0 | 0 | 0 |  | CONNECTED | 0.2 | 5.6999999999999995E-2 | 0.06 | 0.095 | 0.1 | 2012-12-01 | 0 |  |  | 0 | 0 | [8 empty] | 2023-05-12 00:00:00 | 53.7505 | -2.2215
DATA NOT AVAILABLE | DATA NOT AVAILABLE |  |  | TOWN END HALL, WHITBECK, MILLOM | TOWN END HALL, WHITBECK, MILLOM | BARROW-IN-FURNESS | CUMBRIA | LA19 5UR | ENGLAND | 311443.50199999998 | 483047.00900000002 | HARKER - HUTTON | ULVERSTON | ASKAM (609038) | 0.23 | ELECTRICITY NORTH WEST LIMITED | PV |  | 0 | 0 | 0.05 |  |  |  | 0 | 0 | 0 |  |  |  | 0 | 0 | 0 |  | CONNECTED | 0.05 | 0 | 0 | 0.00095 | 0.001 | 2014-05-01 | 0 |  |  | 0 | 0 | [8 empty] | 2023-05-12 00:00:00 | 54.2354 | -3.3602
DATA NOT AVAILABLE | DATA NOT AVAILABLE |  |  | MILL BECK OLD HUTTON HYDRO | MILL BECK OLD HUTTON HYDRO | KENDAL | CUMBRIA | LA8 0NA | ENGLAND | 346126.15899999999 | 495082.26400000002 | HARKER - HUTTON | KENDAL-PARKSIDE RD | MINTSFEET (609054) | 0.41499999999999998 | ELECTRICITY NORTH WEST LIMITED | HYDRO |  | 0 | 0 | 0.075 |  |  |  | 0 | 0 | 0 |  |  |  | 0 | 0 | 0 |  | CONNECTED | 0.075 | 7.1249999999999994E-2 | 7.4999999999999997E-2 | 0.07125 | 0.075 | 2015-02-01 | 0 |  |  | 0 | 0 | [8 empty] | 2023-05-12 00:00:00 | 54.3484 | -2.8303
DATA NOT AVAILABLE | DATA NOT AVAILABLE | ELLERGREEN HYDRO LTD | STICKLE GHYLL HYDRO GREAT LANGDALE AMBLESIDE | STICKLE GHYLL HYDRO GREAT LANGDALE | STICKLE GHYLL HYDRO GREAT LANGDALE | KENDAL | CUMBRIA | LA22 9JU | ENGLAND | 329456.44900000002 | 506455.36900000001 | HARKER - HUTTON | KENDAL-PARKSIDE RD | AMBLESIDE (609058) | 11 | ELECTRICITY NORTH WEST LIMITED | HYDRO |  | 0 | 0 | 0.1 |  |  |  | 0 | 0 | 0 |  |  |  | 0 | 0 | 0 |  | CONNECTED | 0.1 | 9.5000000000000001E-2 | 0.1 | 0.0665 | 0.07 | 2014-12-01 | 0 |  |  | 0 | 0 | [8 empty] | 2023-05-12 00:00:00 | 54.4486 | -3.0894
DATA NOT AVAILABLE | DATA NOT AVAILABLE | SUN SPIRIT LTD | NORLEC SHEET METAL, LEYLAND, PR26 7QR | NORLEC SHEETMETAL 87 BISON PLACE LEYLAND | NORLEC SHEETMETAL 87 BISON PLACE LEYLAND | LEYLAND | LANCASHIRE | PR26 7QR | ENGLAND | 352124.21799999999 | 422600.26899999997 | PENWORTHAM WEST GSP - STANAH | LEYLAND BSP | MOSS SIDE (400221) | 0.41499999999999998 | ELECTRICITY NORTH WEST LIMITED | PV |  | 0 | 0 | 0.05 |  |  |  | 0 | 0 | 0 |  |  |  | 0 | 0 | 0 |  | CONNECTED | 0.05 | 4.7500000000000001E-2 | 0.05 | 0.34675 | 0.365 | 2012-02-01 | 0 |  |  | 0 | 0 | [8 empty] | 2023-05-12 00:00:00 | 53.6976 | -2.7266
DATA NOT AVAILABLE | DATA NOT AVAILABLE | RENEWABLE ON LTD | HAWKLEY BROOK TRADING EST, WORTHINGTON | UNITS 14-20, HAWKLEY BROOK TRADING ESTATE, | WORTHINGTON WAY | WIGAN | LANCASHIRE | WN3 6XE | ENGLAND | 356484 | 402589 | WASHWAY FARM GSP - KIRKBY GSP | WIGAN GRID | WORSLEY MESNES (200409) | 6.6 | ELECTRICITY NORTH WEST LIMITED | PV | NO | 0 | 0 | 0.11 |  |  |  | 0 | 0 | 0 |  |  |  | 0 | 0 | 0 |  | ACCEPTED TO CONNECT | 0 |  |  | 0 | 0 |  | 0.11 | 0.1045 | 0.11 | 0.475 | 0.5 | 2023-01-13 | [7 empty] | 2023-05-12 00:00:00 | 53.5182 | -2.6578
DATA NOT AVAILABLE | DATA NOT AVAILABLE | ENVIRONMENTAL ENERGIES LTD | 13 GREENHEYS LANE, MANCHESTER, M15 6NQ |  |  |  |  | M15 6NQ | ENGLAND | 384213.24200000003 | 396251.821 | SOUTH MANCHESTER GSP | WEST DIDSBURY GRID | WHALLEY RANGE (100130) | 6.6 | ELECTRICITY NORTH WEST LIMITED | PV | NO | 0 | 0 | 0.11 |  |  |  | 0 | 0 | 0 |  |  |  | 0 | 0 | 0 |  | ACCEPTED TO CONNECT | 0 |  |  | 0 | 0 |  | 0.11 | 0.1045 | 0.11 | 6.27 | 6.6 | 2022-07-18 | [7 empty] | 2023-05-12 00:00:00 | 53.4628 | -2.2392
DATA NOT AVAILABLE | DATA NOT AVAILABLE | ENERGY GAIN UK | DURR FURNITURE LTD, OAKDALE, DELPH NEW ROAD, OLDHAM |  |  |  |  | OL3 5BY | ENGLAND | 398531.29 | 407163.4 | STALYBRIDGE | HEYROD | GREENFIELD PRY (303301) | 11 | ELECTRICITY NORTH WEST LIMITED | PV |  | 0 | 0 | 0.1 |  |  |  | 0 | 0 | 0 |  |  |  | 0 | 0 | 0 |  | ACCEPTED TO CONNECT | 0 |  |  | 0 | 0 |  | 0.1 | 9.5000000000000001E-2 | 0.1 | 0 | 0 | 2018-11-30 | [7 empty] | 2023-05-12 00:00:00 | 53.5611 | -2.0236
DATA NOT AVAILABLE | DATA NOT AVAILABLE | CENTRICA BUSINESS SOLUTIONS | CENTRE PARCS, WHINFELL FOREST, PENRITH |  |  |  |  | CA11 9DN | ENGLAND | 357924 | 527525 | HARKER - HUTTON | PENRITH BSP | NEWTONGATE (609668) | 11 | ELECTRICITY NORTH WEST LIMITED | OIL | YES | 0 | 0 | 0.426 |  |  |  | 0 | 0 | 0 |  |  |  | 0 | 0 | 0 |  | ACCEPTED TO CONNECT | 0 |  |  | 0 | 0 |  | 0.426 | 0 | 0 | 2.945 | 3.1 | 2021-05-27 | [7 empty] | 2023-05-12 00:00:00 | 54.6411 | -2.6535
DATA NOT AVAILABLE | DATA NOT AVAILABLE | LOW CARBON ENERGY | BOOHOO CHAMBER F, WIDOW HILL RD, BURNLEY |  |  |  |  | BB10 2BQ | ENGLAND | 385914 | 434426 | PADIHAM - ROCHDALE GSP | BURNLEY GSP | BURNLEY GSP (400053) | 6.6 | ELECTRICITY NORTH WEST LIMITED | PV | NO | 0 | 0 | 0.75 |  |  |  | 0 | 0 | 0 |  |  |  | 0 | 0 | 0 |  | ACCEPTED TO CONNECT | 0 |  |  | 0 | 0 |  | 0.75 | 0.71250000000000002 | 0.75 | 2.375 | 2.5 | 2021-09-08 | [7 empty] | 2023-05-12 00:00:00 | 53.8059 | -2.2154
DATA NOT AVAILABLE | DATA NOT AVAILABLE | ESP ELECTRICITY LTD | ESPE0908 ARCADIA SPORTS CENTRE YEW TREE AVE, MANCHESTER, M19 3PH |  |  |  |  | M19 3PH | ENGLAND | 387279 | 394384 | BREDBURY | LONGSIGHT GRID | LEVENSHULME (100119) | 6.6 | ELECTRICITY NORTH WEST LIMITED | PV | NO | 0 | 0 | 0.19 |  |  |  | 0 | 0 | 0 |  |  |  | 0 | 0 | 0 |  | ACCEPTED TO CONNECT | 0 |  |  | 0 | 0 |  | 0.19 |  |  | 0 | 0 | 2022-01-20 | [7 empty] | 2023-05-12 00:00:00 | 53.4461 | -2.193
DATA NOT AVAILABLE | DATA NOT AVAILABLE | ECO RENEWABLES GROUP LTD | GHYLL VIEW FM, LONGTON, PRESTON | GHYLL VIEW FARM, | GILL LANE, LONGTON | PRESTON | LANCASHIRE | PR4 4ST | ENGLAND | 350107 | 424243 | PENWORTHAM WEST GSP - STANAH | WRIGHTINGTON | TARLETON (400213) | 0.4 | ELECTRICITY NORTH WEST LIMITED | PV | NO | 0 | 0 | 0.05 |  |  |  | 0 | 0 | 0 |  |  |  | 0 | 0 | 0 |  | ACCEPTED TO CONNECT | 0 |  |  | 0 | 0 |  | 0.05 | 8.0750000000000002E-2 | 8.5000000000000006E-2 | 0.07125 | 0.075 | 2021-05-24 | [7 empty] | 2023-05-12 00:00:00 | 53.7122 | -2.7574
DATA NOT AVAILABLE | DATA NOT AVAILABLE | HYPERION ZERO LTD. | AQUASPIRA, PROFILE PARK, NELSON | AQUA SPIRA, UNIT 1, PROFILE PARK, | JUNCTION STREET, WHITEWALLS INDUSTRIAL ESTATE | NELSON | LANCASHIRE | BB9 8AH | ENGLAND | 387044 | 439051 | PADIHAM - ROCHDALE GSP | NELSON GSP | NELSON (400044) | 6.6 | ELECTRICITY NORTH WEST LIMITED | PV | NO | 0 | 0 | 0.16 |  |  |  | 0 | 0 | 0 |  |  |  | 0 | 0 | 0 |  | ACCEPTED TO CONNECT | 0 |  |  | 0 | 0 |  | 0.16 | 0.152 | 0.16 | 0.475 | 0.5 | 2022-08-05 | [7 empty] | 2023-05-12 00:00:00 | 53.8475 | -2.1984
DATA NOT AVAILABLE | DATA NOT AVAILABLE |  | GMCA CITY OF MANCHESTER HQ, NORTHAMPTON RD, MANCHESTER | GREATER MANCHESTER POLICE, NORTH MANCHESTER DIVISIONAL HEAD QUARTER, ONE CENTRAL PARK, | NORTHAMPTON ROAD, | MANCHESTER | LANCASHIRE | M40 5PB | ENGLAND | 386781 | 400603 | STALYBRIDGE | STUART ST GRID | MONSALL PRY (100602) | 6.6 | ELECTRICITY NORTH WEST LIMITED | PV | NO | 0 | 0 | 0.199 |  |  |  | 0 | 0 | 0 |  |  |  | 0 | 0 | 0 |  | ACCEPTED TO CONNECT | 0 |  |  | 0 | 0 |  | 0.199 | 0.18905 | 0.19900000000000001 | 0.665 | 0.7 | 2021-06-23 | [7 empty] | 2023-05-12 00:00:00 | 53.502 | -2.2008
DATA NOT AVAILABLE | DATA NOT AVAILABLE | GO LOW CARBON LIMITED | CUMBRIA STEEL FABRICATION, UNIT 7, LONGTOWN |  |  |  |  | CA6 5TR | ENGLAND | 339927 | 567449 | HARKER - HUTTON | CARLISLE 33KV | WESTLINTON (609617) | 0.4 | ELECTRICITY NORTH WEST LIMITED | PV | NO | 0 | 0 | 0.05 |  |  |  | 0 | 0 | 0 |  |  |  | 0 | 0 | 0 |  | ACCEPTED TO CONNECT | 0 |  |  | 0 | 0 |  | 0.05 | 4.7500000000000001E-2 | 0.05 | 0.0399 | 0.042 | 2023-03-01 | [7 empty] | 2023-05-12 00:00:00 | 54.998 | -2.9406
DATA NOT AVAILABLE | DATA NOT AVAILABLE | ABC POWER SYSTEMS | LEN WRIGHTS SALADS, TAYLORS MEANYGATE, TARLETON | LEN WRIGHTS SALADS LTD, HAZELDENE, | TAYLORS MEANYGATE, | TARLETON | LANCASHIRE | PR4 6XB | ENGLAND | 342401 | 421003 | PENWORTHAM WEST GSP - STANAH | WRIGHTINGTON | TARLETON (400213) | 0.4 | ELECTRICITY NORTH WEST LIMITED | OIL | NO | 0 | 0 | 0.6 |  |  |  | 0 | 0 | 0 |  |  |  | 0 | 0 | 0 |  | ACCEPTED TO CONNECT | 0 |  |  | 0 | 0 |  | 0.6 | 0.38 | 0.4 | 0.95 | 1 | 2022-07-07 | [7 empty] | 2023-05-12 00:00:00 | 53.6823 | -2.8735
DATA NOT AVAILABLE | DATA NOT AVAILABLE |  | ELECTRIUM SALES LTD, LEIGH ROAD, HINDLEY GREEN, WIGAN |  |  |  |  | WN2 4XY | ENGLAND | 363591 | 402393 | KEARSLEY GSP | ATHERTON | HINDLEY GRN (200416) | 11 | ELECTRICITY NORTH WEST LIMITED | PV |  | 0 | 0 | 0.16 |  |  |  | 0 | 0 | 0 |  |  |  | 0 | 0 | 0 |  | ACCEPTED TO CONNECT | 0 |  |  | 0 | 0 |  | 0.16 |  |  | 0 | 0 | 2022-02-08 | [7 empty] | 2023-05-12 00:00:00 | 53.5169 | -2.5506
DATA NOT AVAILABLE | DATA NOT AVAILABLE |  | THE SPACE PROJECT, VAUGHAN STREET, WEST GORTON, MANCHESTER |  |  |  |  | M12 5FQ | ENGLAND | 386765.38799999998 | 397008.61200000002 | STALYBRIDGE | STUART ST GRID | BRADFORD (100106) | 6.6 | ELECTRICITY NORTH WEST LIMITED | PV |  | 0 | 0 | 0.79 |  |  |  | 0 | 0 | 0 |  |  |  | 0 | 0 | 0 |  | ACCEPTED TO CONNECT | 0 |  |  | 0 | 0 |  | 0.79 | 0.18905 | 0.19900000000000001 | 2.375 | 2.5 | 2021-01-13 | [7 empty] | 2023-05-12 00:00:00 | 53.4696 | -2.2008
DATA NOT AVAILABLE | DATA NOT AVAILABLE | SHENTONGROUP | SALFORD ROYAL BEVAN INTERMEDIATE CARE UNIT STOTT LANE, SALFORD, M6 8FJ | SALFORD ROYAL HOSPITALS NHS TRUST, WORTHINGTON HOUSE, | STOTT LANE, | SALFORD | LANCASHIRE | M6 8FJ | ENGLAND | 378763.86200000002 | 399155.67800000001 | KEARSLEY GSP | FREDERICK RD GRID | WEASTE (100640) | 6.6 | ELECTRICITY NORTH WEST LIMITED | CHP | YES | 0 | 0 | 0.05 |  |  |  | 0 | 0 | 0 |  |  |  | 0 | 0 | 0 |  | ACCEPTED TO CONNECT | 0 |  |  | 0 | 0 |  | 0.05 |  |  | 6.27 | 6.6 | 2021-08-27 | [7 empty] | 2023-05-12 00:00:00 | 53.4887 | -2.3215
DATA NOT AVAILABLE | DATA NOT AVAILABLE | ENVIRONMENTAL ROOFING SERVICES LTD | ST WILFRED'S C OF E ACADEMY, DUCKWORTH ST, BLACKBURN |  |  |  |  | BB2 2JR | ENGLAND | 367453 | 427483 | PENWORTHAM EAST GSP - ROCHDALE GSP | LOWER DARWEN BSP | GRIFFIN (400006) | 6.6 | ELECTRICITY NORTH WEST LIMITED | PV | NO | 0 | 0 | 0.32 |  |  |  | 0 | 0 | 0 |  |  |  | 0 | 0 | 0 |  | ACCEPTED TO CONNECT | 0 |  |  | 0 | 0 |  | 0.32 | 0.30399999999999999 | 0.32 | 0.475 | 0.5 | 2023-01-10 | [7 empty] | 2023-05-12 00:00:00 | 53.7427 | -2.495
DATA NOT AVAILABLE | DATA NOT AVAILABLE | EMBER ENERGY | UNIT 12, RIVERSIDE INDUSTRIAL ESTATE, HERMITAGE STREET, RISHTON, BLACKBURN, LANCASHIRE |  |  |  |  | BB1 4NF | ENGLAND | 384484 | 397975 | DATA NOT AVAILABLE | DATA NOT AVAILABLE | CLAYTON | 6.6 | ELECTRICITY NORTH WEST LIMITED | PV | NO | 0 | 0 | 0.1 |  |  |  | 0 | 0 | 0 |  |  |  | 0 | 0 | 0 |  | ACCEPTED TO CONNECT | 0 |  |  | 0 | 0 |  | 0.1 | 9.5000000000000001E-2 | 0.1 | 0.1995 | 0.21 | 2023-01-25 | [7 empty] | 2023-05-12 00:00:00 | 53.4783 | -2.2353
DATA NOT AVAILABLE | DATA NOT AVAILABLE | WATT ENERGY SAVER | CALDERBROOK ROAD, LITTLEBOROUGH, ROCHDALE |  |  |  |  | OL15 9HW | ENGLAND | 393569 | 417040 | TBC(5500197563) | TBC(5500197563) | TBC(5500197563) | 0.4 | ELECTRICITY NORTH WEST LIMITED | PV |  | 0 | 0 | 0.098 |  |  |  | 0 | 0 | 0 |  |  |  | 0 | 0 | 0 |  | ACCEPTED TO CONNECT | 0 |  |  | 0 | 0 |  | 0.098 | 9.6140000000000003E-2 | 0.1012 | 0.285 | 0.3 | 2022-02-01 | [7 empty] | 2023-05-12 00:00:00 | 53.6498 | -2.0988
DATA NOT AVAILABLE | DATA NOT AVAILABLE | BURY COUNCIL | PSDS CASTEL LEISURE CENTRE, 30 BOLTON STREET |  |  |  |  | BL9 0EZ | ENGLAND | 380155 | 410761 | KEARSLEY 132 GSP | BURY | BURY TC | 0.4 | ELECTRICITY NORTH WEST LIMITED | PV | NO | 0 | 0 | 0.702 |  |  |  | 0 | 0 | 0 |  |  |  | 0 | 0 | 0 |  | ACCEPTED TO CONNECT | 0 |  |  | 0 | 0 |  | 0.702 | 0.56999999999999995 | 0.6 | 0.874 | 0.92 | 2021-08-05 | [7 empty] | 2023-05-12 00:00:00 | 53.593 | -2.3013
DATA NOT AVAILABLE | DATA NOT AVAILABLE | ESP ELECTRICITY LTD | HOUGH END LEISURE CENTRE, 480 PRINCESS ROAD, MANCHESTER |  |  |  |  | M20 1NA | ENGLAND | 383755 | 393299 | SOUTH MANCHESTER | WEST DIDSBURY | WEST DIDSBURY | 6.6 | ELECTRICITY NORTH WEST LIMITED | PV |  | 0 | 0 | 0.27 |  |  |  | 0 | 0 | 0 |  |  |  | 0 | 0 | 0 |  | ACCEPTED TO CONNECT | 0 |  |  | 0 | 0 |  | 0.27 |  |  | 0.19 | 0.2 | 2022-06-07 | [7 empty] | 2023-05-12 00:00:00 | 53.4362 | -2.246
DATA NOT AVAILABLE | DATA NOT AVAILABLE |  | PSDS - OUTER SPACE STUDIOS, VAUGHAN STREET, MANCHESTER |  |  |  |  | M12 5FQ | ENGLAND | 387036 | 397035 | STALYBRIDGE GSP | STUART ST | BRADFORD | 6.6 | ELECTRICITY NORTH WEST LIMITED | PV | NO | 0 | 0 | 0.9 |  |  |  | 0 | 0 | 0 |  |  |  | 0 | 0 | 0 |  | ACCEPTED TO CONNECT | 0 |  |  | 0 | 0 |  | 0.9 | 0.68400000000000005 | 0.72 | 2.375 | 2.5 | 2021-10-05 | [7 empty] | 2023-05-12 00:00:00 | 53.4699 | -2.1968
DATA NOT AVAILABLE | DATA NOT AVAILABLE |  | 300A AND 300B SCOTFORD ROAD |  |  |  |  | LA1 4YT | ENGLAND | 348654 | 457478 | HEYSHAM | LANCHASTER | BURROW BECK | 0.4 | ELECTRICITY NORTH WEST LIMITED | PV |  | 0 | 0 | 0.05 |  |  |  | 0 | 0 | 0 |  |  |  | 0 | 0 | 0 |  | ACCEPTED TO CONNECT | 0 |  |  | 0 | 0 |  | 0.05 | 4.7500000000000001E-2 | 0.05 | 0.3743 | 0.394 | 2022-06-20 | [7 empty] | 2023-05-12 00:00:00 | 54.0108 | -2.785
DATA NOT AVAILABLE | DATA NOT AVAILABLE | PERFECT SENSE ENERGY | UNIT A ORION BUSINESS PARK, OAKHURST DRIVE, STOCKPORT, SK3 0WF | UNIT A, ORION BUSINESS PARK | BIRD HALL LANE, | STOCKPORT |  | SK3 0RT | ENGLAND | 387927 | 388399 | BREDBURY | ADSWOOD GRID | CHEADLE HEATH | 0.4 | ELECTRICITY NORTH WEST LIMITED | PV |  | 0 | 0 | 0.11 |  |  |  | 0 | 0 | 0 |  |  |  | 0 | 0 | 0 |  | ACCEPTED TO CONNECT | 0 |  |  | 0 | 0 |  | 0.11 | 0.1045 | 0.11 | 0.2052 | 0.216 | 2022-04-22 | [7 empty] | 2023-05-12 00:00:00 | 53.3923 | -2.183
DATA NOT AVAILABLE | DATA NOT AVAILABLE | SAS ENERGY | NORDEN PRIMARY SCHOOL SPORTS HALL, SHAWFIELD LANE, ROCHDALE |  |  |  |  | OL12 7RQ | ENGLAND | 386669 | 414627 | ROCHDALE GSP - 305951 | ROCHDALE CENTRAL - 304882 | SPOTLAND - 304885 | 0.4 | ELECTRICITY NORTH WEST LIMITED | PV | NO | 0 | 0 | 0.142 |  |  |  | 0 | 0 | 0 |  |  |  | 0 | 0 | 0 |  | ACCEPTED TO CONNECT | 0 |  |  | 0 | 0 |  | 0.142 | 5.7000000000000002E-2 | 0.06 | 0.0475 | 0.05 | 2021-05-06 | [7 empty] | 2023-05-12 00:00:00 | 53.628 | -2.203
DATA NOT AVAILABLE | DATA NOT AVAILABLE |  | 30 ALBERT RD, MANCHESTER |  |  |  |  | M19 2AA | ENGLAND | 387151 | 394184 | SOUTH MANCHESTER GSP | WEST DIDSBURY | WITHINGTON | 0.23 | ELECTRICITY NORTH WEST LIMITED | V2G + PV |  | 0 | 0 | 0.05 |  |  |  | 0 | 0 | 0 |  |  |  | 0 | 0 | 0 |  | ACCEPTED TO CONNECT | 0 |  |  | 0 | 0 |  | 0.05 | 4.7500000000000001E-2 | 0.05 | 0.057 | 0.06 | 2019-12-16 | [7 empty] | 2023-05-12 00:00:00 | 53.4443 | -2.1949
DATA NOT AVAILABLE | DATA NOT AVAILABLE | STEVE DUCKWORTH ELECTRICAL LTD | CRONKSHAW FOLD FARM ALDEN ROAD, HELMSHORE, BB4 4AQ | CRONKSHAW FOLD FARM, | ALDEN ROAD, | ROSSENDALE | LANCASHIRE | BB4 4AQ | ENGLAND | 377828 | 419874 | DATA NOT AVAILABLE | DATA NOT AVAILABLE | DATA NOT AVAILABLE | 0.4 | ELECTRICITY NORTH WEST LIMITED | PV | NO | 0 | 0 | 0.05 |  |  |  | 0 | 0 | 0 |  |  |  | 0 | 0 | 0 |  | ACCEPTED TO CONNECT | 0 |  |  | 0 | 0 |  | 0.05 | 3.3250000000000002E-2 | 3.5000000000000003E-2 | 0.0665 | 0.07 | 2023-01-04 | [7 empty] | 2023-05-12 00:00:00 | 53.6749 | -2.3371
DATA NOT AVAILABLE | DATA NOT AVAILABLE |  | MODE WHEEL HYDROPOWER STATION, SALFORD |  |  |  |  | M50 2UE | ENGLAND | 379915 | 397464 | SOUTH MANCHESTER GSP | STRETFORD | TRAFFORD | 6.6 | ELECTRICITY NORTH WEST LIMITED | HYDRO | NO | 0 | 0 | 0.75 |  |  |  | 0 | 0 | 0 |  |  |  | 0 | 0 | 0 |  | ACCEPTED TO CONNECT | 0 |  |  | 0 | 0 |  | 0.75 | 0.71250000000000002 | 0.75 | 0.019 | 0.02 | 2021-07-17 | [7 empty] | 2023-05-12 00:00:00 | 53.4735 | -2.3041
DATA NOT AVAILABLE | DATA NOT AVAILABLE |  | ANAEROBIC DIGESTION PLANT, OFF BEDBURY PARK WAY, STOCKPORT |  |  |  |  | SK6 2TF | ENGLAND | 404498 | 382585 | BREDBURY GSP | VERNON PARK | WOODLEY | DATA NOT AVAILABLE | ELECTRICITY NORTH WEST LIMITED | OTHER - GAS |  | 0 | 0 | 0.5 |  |  |  | 0 | 0 | 0 |  |  |  | 0 | 0 | 0 |  | ACCEPTED TO CONNECT | 0 |  |  | 0 | 0 |  | 0.5 | 0.47499999999999998 | 0.5 | 0.38 | 0.4 | 2018-10-23 | [7 empty] | 2023-05-12 00:00:00 | 53.3401 | -1.9339
DATA NOT AVAILABLE | DATA NOT AVAILABLE | UK POWER DISTRIBUTION | WENLOCK WAY S/S) OUTER SPACE STUDIOS MANCHESTER, VAUGHN STREET, WEST GORTON |  |  |  |  | M12 5FQ | ENGLAND | 353725 | 410311 | STALYBRIDGE GSP | STUART ST | BRADFORD | DATA NOT AVAILABLE | ELECTRICITY NORTH WEST LIMITED | PV | NO | 0 | 0 | 0.3 |  |  |  | 0 | 0 | 0 |  |  |  | 0 | 0 | 0 |  | ACCEPTED TO CONNECT | 0 |  |  | 0 | 0 |  | 0.3 | 4.7500000000000001E-2 | 0.05 | 2.375 | 2.5 | 2020-11-16 | [7 empty] | 2023-05-12 00:00:00 | 53.5873 | -2.7005
DATA NOT AVAILABLE | DATA NOT AVAILABLE |  | PEAK SCHOOL, BUXTON RD, CHINLEY, HIGH PEAK |  |  |  |  | SK23 6ES | ENGLAND | 383494 | 432520 | SELECT PRIMARY | SELECT PRIMARY | SELECT | DATA NOT AVAILABLE | ELECTRICITY NORTH WEST LIMITED | PV | NO | 0 | 0 | 0.1 |  |  |  | 0 | 0 | 0 |  |  |  | 0 | 0 | 0 |  | ACCEPTED TO CONNECT | 0 |  |  | 0 | 0 |  | 0.1 | 9.5000000000000001E-2 | 0.1 | 0.2736 | 0.288 | 2020-11-06 | [7 empty] | 2023-05-12 00:00:00 | 53.7887 | -2.252
DATA NOT AVAILABLE | DATA NOT AVAILABLE | BANYARDS | LIVESEY ST FRANCIS SCHOOL SOLAR PV |  |  |  |  | BB2 5HW | ENGLAND | 349298 | 431758 | KIRKSTONE AVE | PENWORTHAM EAST | LOWER DARWEN | DATA NOT AVAILABLE | ELECTRICITY NORTH WEST LIMITED | PV | NO | 0 | 0 | 0.415 |  |  |  | 0 | 0 | 0 |  |  |  | 0 | 0 | 0 |  | ACCEPTED TO CONNECT | 0 |  |  | 0 | 0 |  | 0.415 |  |  | 0.0475 | 0.05 | 2021-10-13 | [7 empty] | 2023-05-12 00:00:00 | 53.7797 | -2.7709
DATA NOT AVAILABLE | DATA NOT AVAILABLE | AMERESCO | WYTHENSHAWE FORUM, FORUM CENTRE, SIMONSWAY, WYTHENSHAWE, MANCHESTER |  |  |  |  | M22 5RX | ENGLAND | 381156 | 396441 | SELECT PRIMARY | SELECT PRIMARY | SELECT | DATA NOT AVAILABLE | ELECTRICITY NORTH WEST LIMITED | NATURAL GAS | YES | 0 | 0 | 0.383 | SOLAR | PV | NO | 0 | 0 | 0 |  |  |  | 0 | 0 | 0 |  | ACCEPTED TO CONNECT | 0 |  |  | 0 | 0 |  | 0.383 | 0.36384999999999995 | 0.38300000000000001 | 0.6175 | 0.65 | 2020-08-06 | [7 empty] | 2023-05-12 00:00:00 | 53.4644 | -2.2853
DATA NOT AVAILABLE | DATA NOT AVAILABLE |  | EASTWOOD END FARM, SCHOOLFORD LANE, ADLINGTON |  |  |  |  | SK10 4PL | ENGLAND | 386935 | 397202 | SELECT PRIMARY | SELECT PRIMARY | SELECT | DATA NOT AVAILABLE | ELECTRICITY NORTH WEST LIMITED | PV | NO | 0 | 0 | 0.1 |  |  |  | 0 | 0 | 0 |  |  |  | 0 | 0 | 0 |  | ACCEPTED TO CONNECT | 0 |  |  | 0 | 0 |  | 0.1 | 3.8949999999999999E-2 | 4.1000000000000002E-2 | 0.0855 | 0.09 | 2021-02-23 | [7 empty] | 2023-05-12 00:00:00 | 53.4714 | -2.1983
DATA NOT AVAILABLE | DATA NOT AVAILABLE | SALFORD CITY COUNCIL | PSDS BROUGHTON LEISURE CENTRE, GREAT CHEETHAM STREET WEST, SALFORD |  |  |  |  | M7 2DN | ENGLAND | 382936 | 400521 | SELECT PRIMARY | SELECT PRIMARY | STRANGEWAYS | 0.4 | ELECTRICITY NORTH WEST LIMITED | PV |  | 0 | 0 | 0.0828 |  |  |  | 0 | 0 | 0 |  |  |  | 0 | 0 | 0 |  | ACCEPTED TO CONNECT | 0 |  |  | 0 | 0 |  | 0.0828 | 7.8659999999999994E-2 | 8.2799999999999999E-2 | 0.10545 | 0.111 | 2021-06-25 | [7 empty] | 2023-05-12 00:00:00 | 53.5011 | -2.2587
DATA NOT AVAILABLE | DATA NOT AVAILABLE | U ENERGY LTD | TICKLED TROUT SERVICES BP, PRESTON NEW ROAD, SAMLESBURY, PRESTON |  |  |  |  | PR5 0UJ | ENGLAND | 348581 | 486228 | RIVERSIDE SAMLESBURY | PENWORTHAM EAST | RIBBLE | 0.4 | ELECTRICITY NORTH WEST LIMITED | PV | NO | 0 | 0 | 0.415 |  |  |  | 0 | 0 | 0 |  |  |  | 0 | 0 | 0 |  | ACCEPTED TO CONNECT | 0 |  |  | 0 | 0 |  | 0.415 |  |  | 0.0475 | 0.05 | 2021-10-19 | [7 empty] | 2023-05-12 00:00:00 | 54.2691 | -2.791
DATA NOT AVAILABLE | DATA NOT AVAILABLE |  | HYNDBURN LEISURE CENTRE, ACCRINGTON |  |  |  |  | BB5 4EP | ENGLAND | 370040 | 406073 | PADIHAM | HUNCOAT | CHURCH | 0.4 | ELECTRICITY NORTH WEST LIMITED | PV | NO | 0 | 0 | 0.266 |  |  |  | 0 | 0 | 0 |  |  |  | 0 | 0 | 0 |  | ACCEPTED TO CONNECT | 0 |  |  | 0 | 0 |  | 0.266 |  |  | 0 | 0 | 2021-10-21 | [7 empty] | 2023-05-12 00:00:00 | 53.5504 | -2.4537
DATA NOT AVAILABLE | DATA NOT AVAILABLE |  | CRANSTONS, ULLSWATER RD, PENRITH |  |  |  |  | CA11 7EH | ENGLAND | 351036 | 529432 | HARKER - HUTTON | PENRITH BSP | NEWTONGATE (609668) | 0.4 | ELECTRICITY NORTH WEST LIMITED | PV | NO | 0 | 0 | 0.065 |  |  |  | 0 | 0 | 0 |  |  |  | 0 | 0 | 0 |  | ACCEPTED TO CONNECT | 0 |  |  | 0 | 0 |  | 0.065 | 6.1749999999999999E-2 | 6.5000000000000002E-2 | 0.3325 | 0.35 | 2022-04-20 | [7 empty] | 2023-05-12 00:00:00 | 54.6576 | -2.7605
DATA NOT AVAILABLE | DATA NOT AVAILABLE | EGENSYS LTD | ST THOMAS MORE CATHOLIC SCHOOL |  |  |  |  | SK17 6AF | ENGLAND | 405842.73200000002 | 373952.82799999998 | STALYBRIDGE | BUXTON GRID | WATERSWALLOWS (301469) | 0.4 | ELECTRICITY NORTH WEST LIMITED | PV |  | 0 | 0 | 0.05 |  |  |  | 0 | 0 | 0 |  |  |  | 0 | 0 | 0 |  | ACCEPTED TO CONNECT | 0 |  |  | 0 | 0 |  | 0.05 | 4.7500000000000001E-2 | 0.05 | 0.095 | 0.1 | 2018-06-04 | [7 empty] | 2023-05-12 00:00:00 | 53.2625 | -1.9139
DATA NOT AVAILABLE | DATA NOT AVAILABLE |  | MARRIOT HOTEL, WORSLEY, MANCHESTER | MARRIOTT WORSLEY PARK HOTEL & COUNTRY CL, | WALKDEN ROAD, WORSLEY | MANCHESTER | LANCASHIRE | M28 2QT | ENGLAND | 374146.07400000002 | 401126.62699999998 | KEARSLEY LOCAL 33KV | KEARSLEY LOCAL 33KV | HILL TOP (205320) | 0.4 | ELECTRICITY NORTH WEST LIMITED | MINI CHP (<1MW) |  | 0 | 0 | 0.23 |  |  |  | 0 | 0 | 0 |  |  |  | 0 | 0 | 0 |  | ACCEPTED TO CONNECT | 0 |  |  | 0 | 0 |  | 0.23 | 0.18905 | 0.19900000000000001 | 0.5396 | 0.568 | 2018-08-14 | [7 empty] | 2023-05-12 00:00:00 | 53.5062 | -2.3913
DATA NOT AVAILABLE | DATA NOT AVAILABLE |  | UNIT E, UNITY HOUSE, HERCULES OFFICE PARK, BIRD HALL LANE, STOCKPORT |  |  |  |  | SK3 0UX | ENGLAND | 388025.26 | 388471.49 | BREDBURY | ADSWOOD GRID | CHEADLE HEATH (301208) | 0.4 | ELECTRICITY NORTH WEST LIMITED | PV | NO | 0 | 0 | 0.1 |  |  |  | 0 | 0 | 0 |  |  |  | 0 | 0 | 0 |  | ACCEPTED TO CONNECT | 0 |  |  | 0 | 0 |  | 0.1 | 8.5500000000000007E-2 | 0.09 | 0.076 | 0.08 | 2022-10-05 | [7 empty] | 2023-05-12 00:00:00 | 53.3929 | -2.1815
DATA NOT AVAILABLE | DATA NOT AVAILABLE | SHAWTON ENERGY | SHAWTON ENGINEERING LTD, UNIT 1, JUNCTION LANE, SANKEY VALLEY INDUSTRIAL ESTATE, NEWTON LE WILLOWS |  |  |  |  | WA12 8DN | ENGLAND | 357487 | 394842 | BOLD | GOLBORNE | NEWTON LE WILLOWS (205307) | 0.4 | ELECTRICITY NORTH WEST LIMITED | PV |  | 0 | 0 | 0.1 |  |  |  | 0 | 0 | 0 |  |  |  | 0 | 0 | 0 |  | ACCEPTED TO CONNECT | 0 |  |  | 0 | 0 |  | 0.1 |  |  | 0 | 0 | 2022-05-13 | [7 empty] | 2023-05-12 00:00:00 | 53.4486 | -2.6416
DATA NOT AVAILABLE | DATA NOT AVAILABLE | PERFECT SENSE ENERGY | UNIT B ORION BUSINESS PARK, OAKHURST DRIVE, STOCKPORT, SK3 0WF |  |  |  |  | SK3 0WF | ENGLAND | 388134.83799999999 | 388263.75799999997 | BREDBURY | ADSWOOD GRID | CHEADLE HEATH (301208) | 0.4 | ELECTRICITY NORTH WEST LIMITED | PV |  | 0 | 0 | 0.11 |  |  |  | 0 | 0 | 0 |  |  |  | 0 | 0 | 0 |  | ACCEPTED TO CONNECT | 0 |  |  | 0 | 0 |  | 0.11 |  |  | 0.3249 | 0.342 | 2022-04-22 | [7 empty] | 2023-05-12 00:00:00 | 53.3911 | -2.1799
DATA NOT AVAILABLE | DATA NOT AVAILABLE | POWERSUN LTD | CLARENDON CP SCHOOL, RECREATION STREET, BOLTON |  |  |  |  | BL3 6SN | ENGLAND | 371286.37300000002 | 407979.93099999998 | KEARSLEY GSP | BOLTON GRID | BARBARA ST (200104) | 0.4 | ELECTRICITY NORTH WEST LIMITED | PV |  | 0 | 0 | 0.112 |  |  |  | 0 | 0 | 0 |  |  |  | 0 | 0 | 0 |  | ACCEPTED TO CONNECT | 0 |  |  | 0 | 0 |  | 0.112 | 9.5000000000000001E-2 | 0.1 | 0.114 | 0.12 | 2021-09-06 | [7 empty] | 2023-05-12 00:00:00 | 53.5676 | -2.435
DATA NOT AVAILABLE | DATA NOT AVAILABLE |  | AST SIGNS, BOX HOUSE, GREENBANK RD, PENRITH | AST SIGNS LIMITED, BOX HOUSE, | GREENBANK ROAD, EDEN BUSINESS PARK | PENRITH | CUMBRIA | CA11 9FB | ENGLAND | 350480 | 530822 | HARKER - HUTTON | PENRITH BSP | NEWTONGATE (609668) | 0.4 | ELECTRICITY NORTH WEST LIMITED | PV | NO | 0 | 0 | 0.1 |  |  |  | 0 | 0 | 0 |  |  |  | 0 | 0 | 0 |  | ACCEPTED TO CONNECT | 0 |  |  | 0 | 0 |  | 0.1 | 9.5000000000000001E-2 | 0.1 | 0.1425 | 0.15 | 2022-04-05 | [7 empty] | 2023-05-12 00:00:00 | 54.67 | -2.7693
DATA NOT AVAILABLE | DATA NOT AVAILABLE | TOTAL FITNESS HEALTH CLUBS LTD | TOTAL FITNESS BOLTON, WATER MEETING ROAD, BOLTON | TOTAL FITNESS, | WATERS MEETING ROAD, | BOLTON | LANCASHIRE | BL1 8TT | ENGLAND | 371789 | 410514 | KEARSLEY GSP | BOLTON GRID | MUSGRAVE RD (200101) | 0.4 | ELECTRICITY NORTH WEST LIMITED | NATURAL GAS |  | 0 | 0 | 0.2 |  |  |  | 0 | 0 | 0 |  |  |  | 0 | 0 | 0 |  | ACCEPTED TO CONNECT | 0 |  |  | 0 | 0 |  | 0.2 |  |  | 0.285 | 0.3 | 2022-02-03 | [7 empty] | 2023-05-12 00:00:00 | 53.5904 | -2.4277
DATA NOT AVAILABLE | DATA NOT AVAILABLE |  | ENVIRONMENTAL MANAGEMENT, GREEN LANE DEPOT, GREEN LANE, HEYWOOD |  |  |  |  | OL10 2DY | ENGLAND | 386563.11900000001 | 410328.20299999998 | PADIHAM - ROCHDALE GSP | CASTLETON | HEYWOOD (200115) | 0.4 | ELECTRICITY NORTH WEST LIMITED | PV |  | 0 | 0 | 0.05 |  |  |  | 0 | 0 | 0 |  |  |  | 0 | 0 | 0 |  | ACCEPTED TO CONNECT | 0 |  |  | 0 | 0 |  | 0.05 | 4.7500000000000001E-2 | 0.05 | 0.057 | 0.06 | 2020-03-24 | [7 empty] | 2023-05-12 00:00:00 | 53.5894 | -2.2045
DATA NOT AVAILABLE | DATA NOT AVAILABLE |  | HOLLYWOOD BOWL, CURROCK RD, CARLISLE | A M F BOWLING, | CURROCK ROAD, | CARLISLE | CUMBRIA | CA2 4AS | ENGLAND | 340428.30599999998 | 554855.81000000006 | HARKER - HUTTON | CARLISLE 33KV | JAMES ST (609604) | 0.4 | ELECTRICITY NORTH WEST LIMITED | PV |  | 0 | 0 | 0.102 |  |  |  | 0 | 0 | 0 |  |  |  | 0 | 0 | 0 |  | ACCEPTED TO CONNECT | 0 |  |  | 0 | 0 |  | 0.102 | 9.6899999999999986E-2 | 0.10199999999999999 | 0 | 0 | 2020-06-11 | [7 empty] | 2023-05-12 00:00:00 | 54.8849 | -2.9301
DATA NOT AVAILABLE | DATA NOT AVAILABLE | NORTH WEST SOLAR LTD | THOMAS HARDYS LTD, BEEZON RD, KENDAL | SCOTTISH & NEWCASTLE BREWERIES LIMITED T, | BEEZON ROAD, | KENDAL | CUMBRIA | LA9 6BS | ENGLAND | 351705 | 493169 | HARKER - HUTTON | KENDAL-PARKSIDE RD | KENDAL-PARKSIDE RD PRIMARY (609051) | 0.4 | ELECTRICITY NORTH WEST LIMITED | PV | NO | 0 | 0 | 0.3 |  |  |  | 0 | 0 | 0 |  |  |  | 0 | 0 | 0 |  | ACCEPTED TO CONNECT | 0 |  |  | 0 | 0 |  | 0.3 | 0.28499999999999998 | 0.3 | 0.285 | 0.3 | 2021-04-23 | [7 empty] | 2023-05-12 00:00:00 | 54.3318 | -2.7442
DATA NOT AVAILABLE | DATA NOT AVAILABLE |  | HYDE'S BREWERY LTD, THE BEER STUDIO, 30 KANSAS AVENUE, SALFORD, |  |  |  |  | M50 2GL | ENGLAND | 380375.17499999999 | 397936.46799999999 | KEARSLEY GSP | FREDERICK RD GRID | SALFORD QUAYS (100641) | 0.4 | ELECTRICITY NORTH WEST LIMITED | PV | NO | 0 | 0 | 0.12 |  |  |  | 0 | 0 | 0 |  |  |  | 0 | 0 | 0 |  | ACCEPTED TO CONNECT | 0 |  |  | 0 | 0 |  | 0.12 | 0.114 | 0.12 | 0.171 | 0.18 | 2022-12-08 | [7 empty] | 2023-05-12 00:00:00 | 53.4778 | -2.2972
DATA NOT AVAILABLE | DATA NOT AVAILABLE | LOWER CARBON ENERGY CO | BRENTAGG, TRAFFORD PARK, |  |  |  |  | M17 1QB | ENGLAND | 378645.86 | 396323.81 | SOUTH MANCHESTER GSP | STRETFORD GRID | MOSLEY RD (100621) | 0.4 | ELECTRICITY NORTH WEST LIMITED | PV |  | 0 | 0 | 0.12 |  |  |  | 0 | 0 | 0 |  |  |  | 0 | 0 | 0 |  | ACCEPTED TO CONNECT | 0 |  |  | 0 | 0 |  | 0.12 | 0.114 | 0.12 | 0.3838 | 0.404 | 2022-08-09 | [7 empty] | 2023-05-12 00:00:00 | 53.4632 | -2.3231
DATA NOT AVAILABLE | DATA NOT AVAILABLE | SAS ENERGY | INTERNATIONAL HOUSE, UHSM, WYTHENSHAWE HOSPITAL, SOUTHMOOR ROAD, MANCHESTER, | M E U LTD, INTERNATIONAL HOUSE, | LEDSON ROAD, ROUNDTHORN INDUSTRIAL ESTATE | MANCHESTER | LANCASHIRE | M23 9GP | ENGLAND | 380581.37099999998 | 388411.27299999999 | CARRINGTON | ALTRINCHAM GRID | MEDIPARK (100030) | 0.4 | ELECTRICITY NORTH WEST LIMITED | PV | NO | 0 | 0 | 0.062 |  |  |  | 0 | 0 | 0 |  |  |  | 0 | 0 | 0 |  | ACCEPTED TO CONNECT | 0 |  |  | 0 | 0 |  | 0.062 | 5.8900000000000001E-2 | 6.2E-2 | 0.11115 | 0.117 | 2021-02-09 | [7 empty] | 2023-05-12 00:00:00 | 53.3922 | -2.2935
DATA NOT AVAILABLE | DATA NOT AVAILABLE |  | PSDS - NORDEN PRIMARY SCHOOL, SPORTS HALL, |  |  |  |  | OL12 7RQ | ENGLAND | 386669 | 414627 | PADIHAM - ROCHDALE GSP | ROCHDALE CENTRAL | SPOTLAND (304885) | 0.46 | ELECTRICITY NORTH WEST LIMITED | PV | NO | 0 | 0 | 0.1315 |  |  |  | 0 | 0 | 0 |  |  |  | 0 | 0 | 0 |  | ACCEPTED TO CONNECT | 0 |  |  | 0 | 0 |  | 0.1315 | 5.7000000000000002E-2 | 0.06 | 0.057 | 0.06 | 2021-07-01 | [7 empty] | 2023-05-12 00:00:00 | 53.628 | -2.203
DATA NOT AVAILABLE | DATA NOT AVAILABLE | SAS ENERGY | NORDEN PRIMARY SCHOOL TEACHING BLOCK, SHAWFIELD LANE , NORDEN, ROCHDALE |  |  |  |  | OL12 7RQ | ENGLAND | 386669 | 414627 | PADIHAM - ROCHDALE GSP | ROCHDALE CENTRAL | SPOTLAND (304885) | 0.4 | ELECTRICITY NORTH WEST LIMITED | PV | NO | 0 | 0 | 0.118 |  |  |  | 0 | 0 | 0 |  |  |  | 0 | 0 | 0 |  | ACCEPTED TO CONNECT | 0 |  |  | 0 | 0 |  | 0.118 | 5.7000000000000002E-2 | 0.06 | 0.02375 | 0.025 | 2021-05-06 | [7 empty] | 2023-05-12 00:00:00 | 53.628 | -2.203
DATA NOT AVAILABLE | DATA NOT AVAILABLE |  | HEYBOTTON MILL, MANCHESTER ROAD, OLDHAM |  |  |  |  | OL3 7HG | ENGLAND | 399410.36 | 403996.82 | STALYBRIDGE | HEYROD | GREENFIELD PRY (303301) | 0.4 | ELECTRICITY NORTH WEST LIMITED | PV |  | 0 | 0 | 0.099 |  |  |  | 0 | 0 | 0 |  |  |  | 0 | 0 | 0 |  | ACCEPTED TO CONNECT | 0 |  |  | 0 | 0 |  | 0.099 | 9.4049999999999995E-2 | 9.9000000000000005E-2 | 0.21375 | 0.225 | 2020-03-13 | [7 empty] | 2023-05-12 00:00:00 | 53.5326 | -2.0104
DATA NOT AVAILABLE | DATA NOT AVAILABLE | UNITED UTILITIES WATER PLC | HAUSGILL PUMPING STATION | QUARRY HILL WPS | MEALSGATE | WIGTON | CUMBRIA | CA7 1AE | ENGLAND | 321872.84600000002 | 541171.34900000005 | HARKER - HUTTON | STAINBURN | ASPATRIA (609304) | 0.4 | ELECTRICITY NORTH WEST LIMITED | DIESEL | NO | 0 | 0 | 0.2 |  |  |  | 0 | 0 | 0 |  |  |  | 0 | 0 | 0 |  | ACCEPTED TO CONNECT | 0 |  |  | 0 | 0 |  | 0.2 |  |  | 0 | 0 | 2022-07-06 | [7 empty] | 2023-05-12 00:00:00 | 54.7594 | -3.2156
DATA NOT AVAILABLE | DATA NOT AVAILABLE | PERFECT SENSE ENERGY | LAKE DISTRICT FARMERS, ULVERSTON, BEEHIVE BUS PARK | UNIT 6, | BEEHIVE BUSINESS PARK, | ULVERSTON | CUMBRIA | LA12 7TW | ENGLAND | 327937.08500000002 | 477891.90100000001 | HARKER - HUTTON | ULVERSTON | ULVERSTON PRIMARY (609036) | 0.4 | ELECTRICITY NORTH WEST LIMITED | PV | NO | 0 | 0 | 0.088 |  |  |  | 0 | 0 | 0 |  |  |  | 0 | 0 | 0 |  | ACCEPTED TO CONNECT | 0 |  |  | 0 | 0 |  | 0.088 |  |  | 0 | 0 | 2022-06-01 | [7 empty] | 2023-05-12 00:00:00 | 54.1917 | -3.1059
DATA NOT AVAILABLE | DATA NOT AVAILABLE | ALT-ENERGI | HIGH HOUSE WILTON EGREMONT | HIGH HOUSE FARM, | BRACKENTHWAITE, | EGREMONT | CUMBRIA | CA22 2PJ | ENGLAND | 304177.864 | 510968.81599999999 | HARKER - HUTTON | EGREMONT | EGREMONT PRIMARY (609351) | 0.4 | ELECTRICITY NORTH WEST LIMITED | PV | NO | 0 | 0 | 0.144 |  |  |  | 0 | 0 | 0 |  |  |  | 0 | 0 | 0 |  | CONNECTED | 0.144 | 0.11899999999999999 | 0.11899999999999999 | 0.119 | 0.119 | 2023-01-30 | 0.144 |  |  | 0 | 0 | [8 empty] | 2023-05-12 00:00:00 | 54.485 | -3.4806
DATA NOT AVAILABLE | DATA NOT AVAILABLE | PERFECT SENSE ENERGY | 17 GLADDEN PL, SKELMERSDALE WN8 9SX |  |  |  |  | WN8 9SX | ENGLAND | 347270.50300000003 | 405693.65 | WASHWAY FARM GSP - KIRKBY GSP | SKELMERSDALE GRID | WILLOW HEY (200402) | 0.4 | ELECTRICITY NORTH WEST LIMITED | PV | NO | 0 | 0 | 0.05 |  |  |  | 0 | 0 | 0 |  |  |  | 0 | 0 | 0 |  | ACCEPTED TO CONNECT | 0 |  |  | 0 | 0 |  | 0.05 | 4.7500000000000001E-2 | 0.05 | 0.0095 | 0.01 | 2022-07-13 | [7 empty] | 2023-05-12 00:00:00 | 53.5452 | -2.7972
DATA NOT AVAILABLE | DATA NOT AVAILABLE |  | UNIT 11 ALBION PARK, GLAZEBURY, WARRINGTON |  |  |  |  | WA3 5PG | ENGLAND | 367351 | 396916 | KEARSLEY GSP | ATHERTON | BEDFORD (205315) | 0.4 | ELECTRICITY NORTH WEST LIMITED | PV | NO | 0 | 0 | 0.1 |  |  |  | 0 | 0 | 0 |  |  |  | 0 | 0 | 0 |  | ACCEPTED TO CONNECT | 0 |  |  | 0 | 0 |  | 0.1 | 9.5000000000000001E-2 | 0.1 | 0.2375 | 0.25 | 2022-07-04 | [7 empty] | 2023-05-12 00:00:00 | 53.468 | -2.4933
DATA NOT AVAILABLE | DATA NOT AVAILABLE | MANCHESTER COMMUNITY RENEWABLES LTT | BRIDGEWATER PRIAMRY SCHOOL, BRIDGEWATER STREET, LITTLE HULTON, SALFORD |  |  |  |  | M38 9WD | ENGLAND | 372937.85100000002 | 403708.08199999999 | KEARSLEY LOCAL 33KV | KEARSLEY LOCAL 33KV | HILL TOP (205320) | 0.4 | ELECTRICITY NORTH WEST LIMITED | PV |  | 0 | 0 | 0.05 |  |  |  | 0 | 0 | 0 |  |  |  | 0 | 0 | 0 |  | ACCEPTED TO CONNECT | 0 |  |  | 0 | 0 |  | 0.05 | 4.2750000000000003E-2 | 4.4999999999999998E-2 | 0.095 | 0.1 | 2018-06-13 | [7 empty] | 2023-05-12 00:00:00 | 53.5293 | -2.4097
DATA NOT AVAILABLE | DATA NOT AVAILABLE |  | UNIT F, UNITY HOUSE, HERCULES OFFICE PARK, BIRD HALL LANE, STOCKPORT |  |  |  |  | SK3 0UX | ENGLAND | 388055.45 | 388492.67 | BREDBURY | ADSWOOD GRID | CHEADLE HEATH (301208) | 0.4 | ELECTRICITY NORTH WEST LIMITED | PV | NO | 0 | 0 | 0.1 |  |  |  | 0 | 0 | 0 |  |  |  | 0 | 0 | 0 |  | ACCEPTED TO CONNECT | 0 |  |  | 0 | 0 |  | 0.1 | 9.5000000000000001E-2 | 0.1 | 0.095 | 0.1 | 2022-10-05 | [7 empty] | 2023-05-12 00:00:00 | 53.3931 | -2.1811
DATA NOT AVAILABLE | DATA NOT AVAILABLE |  | CLEAN AIR LIMITED, MILL ST, FARNWORTH | CLEAN AIR LIMITED, | MILL STREET, FARNWORTH | BOLTON | LANCASHIRE | BL4 7BH | ENGLAND | 373393.16499999998 | 405767.70299999998 | KEARSLEY LOCAL 33KV | KEARSLEY LOCAL 33KV | FARNWORTH (200119) | 0.4 | ELECTRICITY NORTH WEST LIMITED | PV |  | 0 | 0 | 0.06 |  |  |  | 0 | 0 | 0 |  |  |  | 0 | 0 | 0 |  | ACCEPTED TO CONNECT | 0 |  |  | 0 | 0 |  | 0.06 | 5.7000000000000002E-2 | 0.06 | 0 | 0 | 2019-07-30 | [7 empty] | 2023-05-12 00:00:00 | 53.5479 | -2.403
DATA NOT AVAILABLE | DATA NOT AVAILABLE |  | EAST MANCHESTER LEISURE CENTRE, 189 GREY MARE LN, MANCHESTER, |  |  |  |  | M11 3ND | ENGLAND | 387152 | 397900 | STALYBRIDGE | STUART ST GRID | BRADFORD (100106) | 0.4 | ELECTRICITY NORTH WEST LIMITED | BATTERY | NO | 0 | 0 | 0.21 |  |  |  | 0 | 0 | 0 |  |  |  | 0 | 0 | 0 |  | ACCEPTED TO CONNECT | 0 |  |  | 0 | 0 |  | 0.21 | 0.14249999999999999 | 0.15 | 0.17005 | 0.179 | 2021-05-28 | [7 empty] | 2023-05-12 00:00:00 | 53.4777 | -2.1951
DATA NOT AVAILABLE | DATA NOT AVAILABLE |  | 3A MIDLAND ROAD, STOCKPORT |  |  |  |  | SK5 6PY | ENGLAND | 389709.321 | 394824.08299999998 | BREDBURY | VERNON PK GRID | REDDISH VALE (300238) | 0.4 | ELECTRICITY NORTH WEST LIMITED | PV |  | 0 | 0 | 0.075 |  |  |  | 0 | 0 | 0 |  |  |  | 0 | 0 | 0 |  | ACCEPTED TO CONNECT | 0 |  |  | 0 | 0 |  | 0.075 |  |  | 0.07125 | 0.075 | 2022-02-02 | [7 empty] | 2023-05-12 00:00:00 | 53.4501 | -2.1564
DATA NOT AVAILABLE | DATA NOT AVAILABLE |  | PILOT MILL, ALFRED STEET, BURY |  |  |  |  | BL9 9ED | ENGLAND | 381284 | 409953 | KEARSLEY GSP | BURY GRID | BURY TOWN CENTRE (200209) | 0.4 | ELECTRICITY NORTH WEST LIMITED | PV |  | 0 | 0 | 0.199 |  |  |  | 0 | 0 | 0 |  |  |  | 0 | 0 | 0 |  | ACCEPTED TO CONNECT | 0 |  |  | 0 | 0 |  | 0.199 |  |  | 0.2375 | 0.25 | 2021-09-21 | [7 empty] | 2023-05-12 00:00:00 | 53.5858 | -2.2842
DATA NOT AVAILABLE | DATA NOT AVAILABLE | LOVE SOLAR LTD | UNIT 2, CROSSCROFT INDUSTRIAL ESTATE | UNIT 2, EDEN COMMERCIAL PARK | CROSSCROFT INDUSTRIAL ESTATE | APPLEBY-IN-WESTMORLAND | CUMBRIA | CA16 6HX | ENGLAND | 369149.25 | 519975.1 | HARKER - HUTTON | PENRITH BSP | KIRKBY STEPHEN (609660) | 0.4 | ELECTRICITY NORTH WEST LIMITED | PV | NO | 0 | 0 | 0.145 |  |  |  | 0 | 0 | 0 |  |  |  | 0 | 0 | 0 |  | ACCEPTED TO CONNECT | 0 |  |  | 0 | 0 |  | 0.145 |  |  | 0 | 0 | 2022-07-14 | [7 empty] | 2023-05-12 00:00:00 | 54.574 | -2.4787
DATA NOT AVAILABLE | DATA NOT AVAILABLE | TB ELECTRICS | STAINING LODGE GOLF COURSE, DOVER LODGE FARM, CHAIN LANE, BLACKPOOL |  |  |  |  | FY3 0DE | ENGLAND | 335457 | 435788 | PENWORTHAM WEST GSP - STANAH | PEEL | MERESIDE (400123) | 0.4 | ELECTRICITY NORTH WEST LIMITED | PV | NO | 0 | 0 | 0.16 |  |  |  | 0 | 0 | 0 |  |  |  | 0 | 0 | 0 |  | ACCEPTED TO CONNECT | 0 |  |  | 0 | 0 |  | 0.16 | 9.5000000000000001E-2 | 0.1 | 0.057 | 0.06 | 2022-12-22 | [7 empty] | 2023-05-12 00:00:00 | 53.8144 | -2.9818
DATA NOT AVAILABLE | DATA NOT AVAILABLE | IN2GR8TED SOLUTIONS LTD | 48- 58 MERSEYWAY, STOCKPORT, SK1 1SZ |  |  |  |  | SK1 1SZ | ENGLAND | 389394.78399999999 | 390531.978 | BREDBURY | VERNON PK GRID | PORTWOOD (305211) | 0.4 | ELECTRICITY NORTH WEST LIMITED | PV | NO | 0 | 0 | 0.06 |  |  |  | 0 | 0 | 0 |  |  |  | 0 | 0 | 0 |  | ACCEPTED TO CONNECT | 0 |  |  | 0 | 0 |  | 0.06 | 5.7000000000000002E-2 | 0.06 | 0.6175 | 0.65 | 2022-11-29 | [7 empty] | 2023-05-12 00:00:00 | 53.4115 | -2.161
DATA NOT AVAILABLE | DATA NOT AVAILABLE | TRAFFORD COUNCIL | PSDS STETFORD GRAMMAR, GRANBY ROAD, STRETFORD, |  |  |  |  | M32 8JB | ENGLAND | 380279.69 | 394170.11 | SOUTH MANCHESTER GSP | STRETFORD GRID | LONGFORD BRIDGE (100638) | 0.4 | ELECTRICITY NORTH WEST LIMITED | PV |  | 0 | 0 | 0.12 |  |  |  | 0 | 0 | 0 |  |  |  | 0 | 0 | 0 |  | ACCEPTED TO CONNECT | 0 |  |  | 0 | 0 |  | 0.12 | 0.114 | 0.12 | 0.22325 | 0.235 | 2021-06-21 | [7 empty] | 2023-05-12 00:00:00 | 53.4439 | -2.2984
DATA NOT AVAILABLE | DATA NOT AVAILABLE |  | THE STORE ROOM, 671 ECCLES NEW ROAD, MANCHESTER |  |  |  |  | M50 1AY | ENGLAND | 378726.07 | 398603.89 | KEARSLEY GSP | FREDERICK RD GRID | WEASTE (100640) | 0.4 | ELECTRICITY NORTH WEST LIMITED | PV |  | 0 | 0 | 0.1 |  |  |  | 0 | 0 | 0 |  |  |  | 0 | 0 | 0 |  | ACCEPTED TO CONNECT | 0 |  |  | 0 | 0 |  | 0.1 | 9.5000000000000001E-2 | 0.1 | 0.019 | 0.02 | 2022-03-21 | [7 empty] | 2023-05-12 00:00:00 | 53.4837 | -2.3221
DATA NOT AVAILABLE | DATA NOT AVAILABLE |  | DVSA OLDHAM, 9 BROADGATE, CHADDERTON, OLDHAM, |  |  |  |  | OL9 9XA | ENGLAND | 389179 | 403588 | WHITEGATE GSP | CHADDERTON GRID | CHADDERTON (300029) | 0.4 | ELECTRICITY NORTH WEST LIMITED | PV | NO | 0 | 0 | 0.087 |  |  |  | 0 | 0 | 0 |  |  |  | 0 | 0 | 0 |  | ACCEPTED TO CONNECT | 0 |  |  | 0 | 0 |  | 0.087 | 8.2649999999999987E-2 | 8.6999999999999994E-2 | 0.19 | 0.2 | 2021-06-01 | [7 empty] | 2023-05-12 00:00:00 | 53.5288 | -2.1647
DATA NOT AVAILABLE | DATA NOT AVAILABLE |  | UNIT 1-2 TRANSPENNINE WAY | UNIT 1, TRANS PENNINE TRADING ESTATE | GORRELLS WAY, | ROCHDALE | GREATER MANCHESTER | OL11 2PX | ENGLAND | 388987.46399999998 | 411420.84499999997 | PADIHAM - ROCHDALE GSP | CASTLETON | CASTLETON PRIMARY (304881) | 0.4 | ELECTRICITY NORTH WEST LIMITED | PV |  | 0 | 0 | 0.09 |  |  |  | 0 | 0 | 0 |  |  |  | 0 | 0 | 0 |  | ACCEPTED TO CONNECT | 0 |  |  | 0 | 0 |  | 0.09 | 0.19475000000000001 | 0.20499999999999999 | 0.1805 | 0.19 | 2020-02-13 | [7 empty] | 2023-05-12 00:00:00 | 53.5992 | -2.1679
DATA NOT AVAILABLE | DATA NOT AVAILABLE | LOW CARBON ENERGY LTD | PANAZ LTD, BENTLEY WOOD WAY, NETWORK 65 BUS PARK, BURNLEY |  |  |  |  | BB11 5ST | ENGLAND | 380600 | 431500 | PADIHAM - ROCHDALE GSP | HUNCOAT | COG LN (400054) | 0.4 | ELECTRICITY NORTH WEST LIMITED | PV |  | 0 | 0 | 0.1 |  |  |  | 0 | 0 | 0 |  |  |  | 0 | 0 | 0 |  | ACCEPTED TO CONNECT | 0 |  |  | 0 | 0 |  | 0.1 |  |  | 0.19 | 0.2 | 2020-09-16 | [7 empty] | 2023-05-12 00:00:00 | 53.7795 | -2.2959
DATA NOT AVAILABLE | DATA NOT AVAILABLE | CENTRECO (UK) LTD | BUTLER'S FARMHOUSE CHEESES WILSON FIELDS FARM, INGLEWHITE, PRESTON |  |  |  |  | PR3 2LH | ENGLAND | 355055 | 441095 | PENWORTHAM EAST GSP - ROCHDALE GSP | RIBBLE GSP | MOORSIDE (400409) | 0.4 | ELECTRICITY NORTH WEST LIMITED | PV | NO | 0 | 0 | 0.132 |  |  |  | 0 | 0 | 0 |  |  |  | 0 | 0 | 0 |  | ACCEPTED TO CONNECT | 0 |  |  | 0 | 0 |  | 0.132 | 0.12539999999999998 | 0.13200000000000001 | 0.11875 | 0.125 | 2022-12-13 | [7 empty] | 2023-05-12 00:00:00 | 53.8641 | -2.6849
DATA NOT AVAILABLE | DATA NOT AVAILABLE | PERFECT SENSE ENERGY | WHEATLEY PLASTICS, UNIT 17A, NEWBY ROAD INDUSTRIAL ESTATE, NEWBY ROAD, HAZEL GROVE | WHEATLEY PLASTICS, NEWBY ROAD INDUSTRIAL ESTATE | NEWBY ROAD, HAZEL GROVE | STOCKPORT | CHESHIRE | SK7 5DD | ENGLAND | 391539 | 386781 | BREDBURY | HAZEL GROVE GRID | GREEN LANE (301640) | 0.4 | ELECTRICITY NORTH WEST LIMITED | PV | NO | 0 | 0 | 0.1 |  |  |  | 0 | 0 | 0 |  |  |  | 0 | 0 | 0 |  | ACCEPTED TO CONNECT | 0 |  |  | 0 | 0 |  | 0.1 | 9.5000000000000001E-2 | 0.1 | 0.285 | 0.3 | 2022-09-27 | [7 empty] | 2023-05-12 00:00:00 | 53.3778 | -2.1286
DATA NOT AVAILABLE | DATA NOT AVAILABLE | AECOM UK LTD | MEDLOCK LEISURE CENTRE, GARDENFOLD WAY DROYLSDEN, MANCHESTER, M43 7X |  |  |  |  | M43 7XU | ENGLAND | 390769.19500000001 | 398884.95799999998 | STALYBRIDGE | DROYLSDEN GRID | DROYLSDEN EAST (100107) | 0.4 | ELECTRICITY NORTH WEST LIMITED | PV | NO | 0 | 0 | 0.162 |  |  |  | 0 | 0 | 0 |  |  |  | 0 | 0 | 0 |  | ACCEPTED TO CONNECT | 0 |  |  | 0 | 0 |  | 0.162 | 0.15390000000000001 | 0.16200000000000001 | 0.1995 | 0.21 | 2023-03-07 | [7 empty] | 2023-05-12 00:00:00 | 53.4866 | -2.1406
DATA NOT AVAILABLE | DATA NOT AVAILABLE |  | UNITED UTILITIES, BRADLEY LN, STRETFORD | UNITED UTILITIES, | BRADLEY LANE, STRETFORD | MANCHESTER | LANCASHIRE | M32 8RH | ENGLAND | 378261.55 | 393237.96299999999 | CARRINGTON | SALE BSP | SALE PRY (100136) | 0.4 | ELECTRICITY NORTH WEST LIMITED | PV |  | 0 | 0 | 0.198 |  |  |  | 0 | 0 | 0 |  |  |  | 0 | 0 | 0 |  | ACCEPTED TO CONNECT | 0 |  |  | 0 | 0 |  | 0.198 | 0.18809999999999999 | 0.19800000000000001 | 0.171 | 0.18 | 2019-09-18 | [7 empty] | 2023-05-12 00:00:00 | 53.4355 | -2.3287
DATA NOT AVAILABLE | DATA NOT AVAILABLE |  | IRWELL POINT, 2 RECHAR WAY |  |  |  |  | M27 8BW | ENGLAND | 379967.84399999998 | 401387.79200000002 | KEARSLEY LOCAL 33KV | KEARSLEY LOCAL 33KV | CLIFTON JUNCTION (205301) | 0.4 | ELECTRICITY NORTH WEST LIMITED | PV | NO | 0 | 0 | 0.05 |  |  |  | 0 | 0 | 0 |  |  |  | 0 | 0 | 0 |  | ACCEPTED TO CONNECT | 0 |  |  | 0 | 0 |  | 0.05 | 4.7500000000000001E-2 | 0.05 | 0.1425 | 0.15 | 2022-07-25 | [7 empty] | 2023-05-12 00:00:00 | 53.5088 | -2.3035
DATA NOT AVAILABLE | DATA NOT AVAILABLE |  | TURNPIKE HOUSE, 631 ECCLES NEW ROAD, SALFORD | TURNPIKE HOUSE, | ECCLES NEW ROAD, | SALFORD | LANCASHIRE | M50 1BD | ENGLAND | 379215.04499999998 | 398537.55800000002 | KEARSLEY GSP | FREDERICK RD GRID | WEASTE (100640) | 0.4 | ELECTRICITY NORTH WEST LIMITED | PV |  | 0 | 0 | 0.155 |  |  |  | 0 | 0 | 0 |  |  |  | 0 | 0 | 0 |  | ACCEPTED TO CONNECT | 0 |  |  | 0 | 0 |  | 0.155 | 6.3649999999999998E-2 | 6.7000000000000004E-2 | 0.57 | 0.6 | 2022-06-21 | [7 empty] | 2023-05-12 00:00:00 | 53.4831 | -2.3147
DATA NOT AVAILABLE | DATA NOT AVAILABLE | HYPERION ZERO LTD. | CLUB 3000 BINGO, NEW HALL LANE, PRESTON |  |  |  |  | PR1 4DT | ENGLAND | 354988.01699999999 | 429535.66200000001 | PENWORTHAM EAST GSP - ROCHDALE GSP | RIBBLE GSP | ST MARYS ST (400412) | 0.4 | ELECTRICITY NORTH WEST LIMITED | PV |  | 0 | 0 | 0.1 |  |  |  | 0 | 0 | 0 |  |  |  | 0 | 0 | 0 |  | ACCEPTED TO CONNECT | 0 |  |  | 0 | 0 |  | 0.1 | 9.5000000000000001E-2 | 0.1 | 0 | 0 | 2019-08-05 | [7 empty] | 2023-05-12 00:00:00 | 53.7602 | -2.6842
DATA NOT AVAILABLE | DATA NOT AVAILABLE | PERFECT SENSE ENERGY | TBE PRECISION SHEET METALS, GEORGE STREET WEST, BLACKBURN |  |  |  |  | BB2 1PQ | ENGLAND | 367480.71600000001 | 427760.58600000001 | PENWORTHAM EAST GSP - ROCHDALE GSP | LOWER DARWEN BSP | GRIFFIN (400006) | 0.4 | ELECTRICITY NORTH WEST LIMITED | PV | NO | 0 | 0 | 0.22 |  |  |  | 0 | 0 | 0 |  |  |  | 0 | 0 | 0 |  | ACCEPTED TO CONNECT | 0 |  |  | 0 | 0 |  | 0.22 | 0.18905 | 0.19900000000000001 | 0.285 | 0.3 | 2022-12-14 | [7 empty] | 2023-05-12 00:00:00 | 53.7452 | -2.4946
DATA NOT AVAILABLE | DATA NOT AVAILABLE | REDUCE LIMITED | HOLMES MILL, BURGH BY SANDS, CARLISLE |  |  | CARLISLE | CUMBRIA | CA5 6EH | ENGLAND | 333733 | 561237 | HARKER - HUTTON | CARLISLE 33KV | CARLISLE NORTH BSP (609595) | 0.4 | ELECTRICITY NORTH WEST LIMITED | PV | NO | 0 | 0 | 0.05 |  |  |  | 0 | 0 | 0 |  |  |  | 0 | 0 | 0 |  | ACCEPTED TO CONNECT | 0 |  |  | 0 | 0 |  | 0.05 | 2.8499999999999998E-2 | 0.03 | 0.00095 | 0.001 | 2023-03-16 | [7 empty] | 2023-05-16 00:00:00 | 54.9414 | -3.0359
DATA NOT AVAILABLE | DATA NOT AVAILABLE | LOVE SOLAR LTD | SHAWHILL, KIRKBRIDE, WIGTON |  |  | WIGTON | CUMBRIA | CA7 5HW | ENGLAND | 321546 | 554869 | HARKER - HUTTON | CARLISLE 33KV | WIGTON (609618) | 0.4 | ELECTRICITY NORTH WEST LIMITED | PV | NO | 0 | 0 | 0.12 |  |  |  | 0 | 0 | 0 |  |  |  | 0 | 0 | 0 |  | CONNECTED | 0.12 | 9.5000000000000001E-2 | 0.1 | 0.095 | 0.1 | 2023-04-17 | 0 |  |  | 0 | 0 | [8 empty] | 2023-05-16 00:00:00 | 54.8824 | -3.2244
DATA NOT AVAILABLE | DATA NOT AVAILABLE | LOVE SOLAR LTD | CATERITE LTD, EMBELTON, COCKERMOUTH |  |  | COCKERMOUTH | CUMBRIA | CA13 9YA | ENGLAND | 317711 | 530592 | HARKER - HUTTON | STAINBURN | EMBLETON (609305) | 0.4 | ELECTRICITY NORTH WEST LIMITED | PV | NO | 0 | 0 | 0.14 |  |  |  | 0 | 0 | 0 |  |  |  | 0 | 0 | 0 |  | ACCEPTED TO CONNECT | 0 |  |  | 0 | 0 |  | 0.14 | 0.13300000000000001 | 0.14000000000000001 | 0.0665 | 0.07 | 2023-01-19 | [7 empty] | 2023-05-16 00:00:00 | 54.6637 | -3.2773
DATA NOT AVAILABLE | DATA NOT AVAILABLE | EMBER ENERGY LTD | MILBURN HOUSE, BOWSCAR, PENRITH, CUMBRIA |  |  | PENRITH | CUMBRIA | CA11 9NW | ENGLAND | 349978 | 534695 | HARKER - HUTTON | PENRITH BSP | NEWTONGATE (609668) | 0.4 | ELECTRICITY NORTH WEST LIMITED | PV | NO | 0 | 0 | 0.2 |  |  |  | 0 | 0 | 0 |  |  |  | 0 | 0 | 0 |  | ACCEPTED TO CONNECT | 0 |  |  | 0 | 0 |  | 0.2 | 8.5499999999999993E-2 | 0.09 | 0.19 | 0.2 | 2023-04-03 | [7 empty] | 2023-05-16 00:00:00 | 54.7048 | -2.7778
DATA NOT AVAILABLE | DATA NOT AVAILABLE | ESP ELECTRICITY LTD | SANDS LEISURE CENTRE, CARLISLE |  |  | CARLISLE | CUMBRIA | CA1 1JQ | ENGLAND | 340129 | 556468 | HARKER - HUTTON | CARLISLE 33KV | FUSEHILL (609603) | 11 | ELECTRICITY NORTH WEST LIMITED | PV | NO | 0 | 0 | 0.1 |  |  |  | 0 | 0 | 0 |  |  |  | 0 | 0 | 0 |  | ACCEPTED TO CONNECT | 0 |  |  | 0 | 0 |  | 0.1 | 2.8499999999999998E-2 | 0.03 | 0.2185 | 0.23 | 2023-02-21 | [7 empty] | 2023-05-16 00:00:00 | 54.8993 | -2.9351
DATA NOT AVAILABLE | DATA NOT AVAILABLE | CENTRECO (UK) LTD | SOLAR CARRYLIFT, PIMBO INDUSTRIAL ESTATE, SKELMERSDALE |  |  | SKELMERSDALE | LANCASHIRE | WN8 9PT | ENGLAND | 350393 | 403852 | WASHWAY FARM GSP - KIRKBY GSP | SKELMERSDALE GRID | PIMBO (200403) | 0.4 | ELECTRICITY NORTH WEST LIMITED | PV | NO | 0 | 0 | 0.072 |  |  |  | 0 | 0 | 0 |  |  |  | 0 | 0 | 0 |  | ACCEPTED TO CONNECT | 0 |  |  | 0 | 0 |  | 0.072 | 6.8399999999999989E-2 | 7.1999999999999995E-2 | 0.00095 | 0.001 | 2023-04-18 | [7 empty] | 2023-05-16 00:00:00 | 53.529 | -2.7498
DATA NOT AVAILABLE | DATA NOT AVAILABLE | EMBER ENERGY | WM HERON & SONS LTD, EASTFIELD FARM, WARCOP, APPLEBY IN WESTMORLAND |  |  | APPLEBY-IN-WESTMORLAND | CUMBRIA | CA16 6PS | ENGLAND | 375825 | 515423 | KEARSLEY GSP | BOLTON GRID | SPA RD (200102) | 0.4 | ELECTRICITY NORTH WEST LIMITED | PV | NO | 0 | 0 | 0.08 |  |  |  | 0 | 0 | 0 |  |  |  | 0 | 0 | 0 |  | ACCEPTED TO CONNECT | 0 |  |  | 0 | 0 |  | 0.08 | 4.2749999999999996E-2 | 4.4999999999999998E-2 | 0.07695 | 0.081 | 2023-04-11 | [7 empty] | 2023-06-05 00:00:00 | 54.5335 | -2.3751
DATA NOT AVAILABLE | DATA NOT AVAILABLE | IVEGATE LTD | WASHINGTON HALL FIRE SERVICE TRAINING CENTRE, WEST WAY, EUXTON, CHORLEY |  |  | CHORLEY | LANCASHIRE | PR7 6DH | ENGLAND | 356722 | 418613 | KEARSLEY LOCAL 33KV | KEARSLEY LOCAL 33KV | CARR ST (205306) | 0.4 | ELECTRICITY NORTH WEST LIMITED | PV | NO | 0 | 0 | 0.11 |  |  |  | 0 | 0 | 0 |  |  |  | 0 | 0 | 0 |  | ACCEPTED TO CONNECT | 0 |  |  | 0 | 0 |  | 0.11 | 0.1045 | 0.11 | 0.3325 | 0.35 | 2021-07-16 | [7 empty] | 2023-06-05 00:00:00 | 53.6622 | -2.6564
DATA NOT AVAILABLE | DATA NOT AVAILABLE | WIGAN CITY COUNCIL | MAKERFIELD WAY DEPOT, MAKERFIELD WAY, INCE-IN-MAKERFIELD, WIGAN |  |  | WIGAN | LANCASHIRE | WN2 2ER | ENGLAND | 361100 | 405500 | HARKER - HUTTON | PENRITH BSP | LITTLE SALKELD (609655) | 11 | ELECTRICITY NORTH WEST LIMITED | PV | NO | 0 | 0 | 0.7 |  |  |  | 0 | 0 | 0 |  |  |  | 0 | 0 | 0 |  | ACCEPTED TO CONNECT | 0 |  |  | 0 | 0 |  | 0.7 | - | - | 0.209 | 0.22 | 2020-12-07 | [7 empty] | 2023-06-05 00:00:00 | 53.5447 | -2.5885
DATA NOT AVAILABLE | DATA NOT AVAILABLE | ISG PLC | MOSSIDE LEISURE CENTRE, HULME HIGH STREET, MANCHESTER, |  |  | MANCHESTER | LANCASHIRE | M15 5NN | ENGLAND | 383645 | 396009 | BREDBURY | LONGSIGHT GRID | MOSS SIDE (100122) | 0.4 | ELECTRICITY NORTH WEST LIMITED | NATURAL GAS | YES | 0 | 0 | 0.05 |  |  |  | 0 | 0 | 0 |  |  |  | 0 | 0 | 0 |  | ACCEPTED TO CONNECT | 0 |  |  | 0 | 0 |  | 0.05 | 0.26600000000000001 | 0.28000000000000003 | 0.0475 | 0.05 | 2018-06-20 | [7 empty] | 2023-06-05 00:00:00 | 53.4606 | -2.2478
DATA NOT AVAILABLE | DATA NOT AVAILABLE | ENGENERA RENEWABLES LTD | HUNT BROTHERS, NEWTON LE WILLOWS |  |  | NEWTON LE WILLOWS | LANCASHIRE | WA12 8ED | ENGLAND | 357069 | 394726 | BOLD | GOLBORNE | NEWTON LE WILLOWS (205307) | 0.4 | ELECTRICITY NORTH WEST LIMITED | PV | NO | 0 | 0 | 0.05 |  |  |  | 0 | 0 | 0 |  |  |  | 0 | 0 | 0 |  | ACCEPTED TO CONNECT | 0 |  |  | 0 | 0 |  | 0.05 | 4.7500000000000001E-2 | 0.05 | 0.00095 | 0.001 | 2018-03-28 | [7 empty] | 2023-06-05 00:00:00 | 53.4475 | -2.6479
DATA NOT AVAILABLE | DATA NOT AVAILABLE | HYPERION ZERO LTD | R A SMART (HOLDINGS) LIMITED NO2, CLOUGH BANK, GRIMSHAW LANE, BOLLINGTON, CHESHIRE, SK10 5NZ |  |  | BOLLINGTON | CHESHIRE | SK10 5NZ | ENGLAND | 392848 | 377154 | MACC SUPER GRID | MACC SUPER GRID | BOLLINGTON (301435) | 0.4 | ELECTRICITY NORTH WEST LIMITED | PV | NO | 0 | 0 | 0.05 |  |  |  | 0 | 0 | 0 |  |  |  | 0 | 0 | 0 |  | CONNECTED | 0.05 | 4.7500000000000001E-2 | 0.05 | 0.095 | 0.1 | 2023-05-23 | 0 |  |  | 0 | 0 | [8 empty] | 2023-06-05 00:00:00 | 53.2913 | -2.1088
DATA NOT AVAILABLE | DATA NOT AVAILABLE | NPS ENERGY LTD | RIVERMILLS, LANGLEY HALL CLOSE, LANGLEY, MACCLESFIELD, CHESHIRE, SK11 0ER |  |  | MACCLESFIELD | CHESHIRE | SK11 0ER | ENGLAND | 393877 | 371684 | MACC SUPER GRID | MACC SUPER GRID | SOUTH EAST MACC (303023) | 0.4 | ELECTRICITY NORTH WEST LIMITED | PV | NO | 0 | 0 | 0.0666 |  |  |  | 0 | 0 | 0 |  |  |  | 0 | 0 | 0 |  | CONNECTED | 0.0666 | 3.61E-2 | 3.7999999999999999E-2 | 0.0855 | 0.09 | 2023-05-31 | 0 |  |  | 0 | 0 | [8 empty] | 2023-06-05 00:00:00 | 53.2421 | -2.0932
DATA NOT AVAILABLE | DATA NOT AVAILABLE | EMBER ENERGY LTD HAMILTON | J & ME ACKERLEY, MILTON MAINS, MILTON BRAMPTON |  |  | MILTON | CUMBRIA | CA8 1JD | ENGLAND | 355752 | 560478 | HARKER - HUTTON | CARLISLE 33KV | CAPONTREE (609611) | 0.4 | ELECTRICITY NORTH WEST LIMITED | PV | NO | 0 | 0 | 0.05 |  |  |  | 0 | 0 | 0 |  |  |  | 0 | 0 | 0 |  | CONNECTED | 0.05 | 4.4999999999999998E-2 | 4.4999999999999998E-2 | 0.06 | 0.06 | 2023-06-19 | 0 |  |  | 0 | 0 | [8 empty] | 2023-07-13 00:00:00 | 54.937 | -2.6921
DATA NOT AVAILABLE | DATA NOT AVAILABLE | NW SOLAR | P IRVING & SON, HUTTON ROOF SAW MILLS, CARNFORTH |  |  | CARNFORTH | CUMBRIA | LA6 2PE | ENGLAND | 357537 | 476930 | HARKER - HUTTON | KENDAL-PARKSIDE RD | KIRKBY LONSDALE (609053) | 0.4 | ELECTRICITY NORTH WEST LIMITED | PV | NO | 0 | 0 | 0.16 |  |  |  | 0 | 0 | 0 |  |  |  | 0 | 0 | 0 |  | ACCEPTED TO CONNECT | 0 |  |  | 0 | 0 |  | 0.16 | 0.19900000000000001 | 0.19900000000000001 | 0.8 | 0.8 | 2020-07-10 | [7 empty] | 2023-07-13 00:00:00 | 54.1864 | -2.6522
DATA NOT AVAILABLE | DATA NOT AVAILABLE | EMBER ENERGY LTD HAMILTON | CURRENT CARE LTD UNIT 1 MARLBOROUGH WORKS, MARLBOROUGH ROAD, ACCRINGTON |  |  | ACCRINGTON | LANCASHIRE | BB5 5BE | ENGLAND | 376012 | 429691 | PADIHAM - ROCHDALE GSP | HUNCOAT | STRAWBERRY BANK (400012) | 0.4 | ELECTRICITY NORTH WEST LIMITED | PV | NO | 0 | 0 | 0.06 |  |  |  | 0 | 0 | 0 |  |  |  | 0 | 0 | 0 |  | ACCEPTED TO CONNECT | 0 |  |  | 0 | 0 |  | 0.06 | 0.06 | 0.06 | 0.06 | 0.06 | 2023-05-30 | [7 empty] | 2023-07-13 00:00:00 | 53.763 | -2.3654
DATA NOT AVAILABLE | DATA NOT AVAILABLE | ERS- LTD | PRESTON NORTH END FOOTBALL CLUB WEST STAND, LOWTHROPE ROAD, DEEPDALE, PRESTON, |  |  | PRESTON | LANCASHIRE | PR1 6RN | ENGLAND | 354609 | 430845 | PENWORTHAM EAST GSP - ROCHDALE GSP | PRESTON EAST BSP | DODGSON RD (400405) | 0.4 | ELECTRICITY NORTH WEST LIMITED | PV | NO | 0 | 0 | 0.12 |  |  |  | 0 | 0 | 0 |  |  |  | 0 | 0 | 0 |  | ACCEPTED TO CONNECT | 0 |  |  | 0 | 0 |  | 0.12 | 0.12 | 0.12 | 0.76 | 0.76 | 2023-07-11 | [7 empty] | 2023-07-13 00:00:00 | 53.772 | -2.6902
DATA NOT AVAILABLE | DATA NOT AVAILABLE | PERFECT SENSE ENERGY | ELLARD HOUSE, FLOATS ROAD, ROUNDTHORN INDUSTRIAL ESTATE, WYTHENSHAWE, MANCHESTER, |  |  | WYTHENSHAWE | MANCHESTER | M23 9WB | ENGLAND | 380392 | 388414 | CARRINGTON | SALE BSP | BAGULEY (100103) | 0.4 | ELECTRICITY NORTH WEST LIMITED | PV | NO | 0 | 0 | 0.11 |  |  |  | 0 | 0 | 0 |  |  |  | 0 | 0 | 0 |  | CONNECTED | 0.11 | 0.11 | 0.11 | 0.063 | 0.063 | 2023-06-12 | 0 |  |  | 0 | 0 | [8 empty] | 2023-07-13 00:00:00 | 53.3922 | -2.2963
DATA NOT AVAILABLE | DATA NOT AVAILABLE | HYPERION ZERO LTD. | THE QUEEN KATHERINE SCHOOL | APPLEBY ROAD |  | KENDAL | CUMBRIA | LA9 6PJ | ENGLAND | 352263 | 493874 | HARKER - HUTTON | KENDAL-PARKSIDE RD | MINTSFEET (609054) | 0.4 | ELECTRICITY NORTH WEST LIMITED | PV | NO | 0 | 0 | 0.2 |  |  |  | 0 | 0 | 0 |  |  |  | 0 | 0 | 0 | NO | ACCEPTED TO CONNECT | 0 |  |  | 0 | 0 |  | 0.2 | 0.2 | 0.2 | 0.29 | 0.29 | 2023-07-25 | [7 empty] | 2023-08-14 00:00:00 | 54.3382 | -2.7357
DATA NOT AVAILABLE | DATA NOT AVAILABLE | RYSE ENERGY UK LTD | WAREING BUILDINGS | WHINBRICK WORKS | BLACKPOOL ROAD | KIRKHAM | LANCASHIRE | PR4 2RJ | ENGLAND | 339904 | 432613 | PENWORTHAM WEST GSP - STANAH | PEEL | HALL CROSS (400407) | 0.4 | ELECTRICITY NORTH WEST LIMITED | PV | NO | 0 | 0 | 0.2 |  |  |  | 0 | 0 | 0 |  |  |  | 0 | 0 | 0 | NO | ACCEPTED TO CONNECT | 0 |  |  | 0 | 0 |  | 0.2 | 0.2 | 0.2 | 0.265 | 0.265 | 2023-07-11 | [7 empty] | 2023-08-14 00:00:00 | 53.7864 | -2.9136
DATA NOT AVAILABLE | DATA NOT AVAILABLE | SYZYGY RENEWABLES LTD | HAVEN MARTON MERE HOLIDAY PARK | MYTHOP ROAD |  | BLACKPOOL | LANCASHIRE | FY4 4XN | ENGLAND | 337163 | 474094 | PENWORTHAM WEST GSP - STANAH | PEEL | MERESIDE (400123) | 0.4 | ELECTRICITY NORTH WEST LIMITED | PV | NO | 0 | 0 | 0.2 |  |  |  | 0 | 0 | 0 |  |  |  | 0 | 0 | 0 | NO | ACCEPTED TO CONNECT | 0 |  |  | 0 | 0 |  | 0.2 | 0.2 | 0.2 | 0.45 | 0.45 | 2023-07-21 | [7 empty] | 2023-08-14 00:00:00 | 54.1588 | -2.9638
DATA NOT AVAILABLE | DATA NOT AVAILABLE | ALT-ENERGI | ADLINGTON HALL FARM | THE COMMON | ADLINGTON | CHORLEY | LANCASHIRE | PR7 4DT | ENGLAND | 358769 | 411861 | PENWORTHAM WEST GSP - STANAH | WRIGHTINGTON | WRIGHTINGTON PRY (400216) | 0.4 | ELECTRICITY NORTH WEST LIMITED | PV | NO | 0 | 0 | 0.1 |  |  |  | 0 | 0 | 0 |  |  |  | 0 | 0 | 0 | NO | ACCEPTED TO CONNECT | 0 |  |  | 0 | 0 |  | 0.1 | 0.1 | 0.1 | 0.15 | 0.15 | 2023-07-17 | [7 empty] | 2023-08-14 00:00:00 | 53.6017 | -2.6245
DATA NOT AVAILABLE | DATA NOT AVAILABLE | ENVIRONMENTAL ROOFING SERVICES LTD | BOWDON CRICKET | HOCKEY & SQUASH CLUB | SOUTH DOWNS ROAD | ALTRINCHAM | GREATER MANCHESTER | WA14 3DT | ENGLAND | 376424 | 386367 | CARRINGTON | ALTRINCHAM GRID | BOWDON (100105) | 0.4 | ELECTRICITY NORTH WEST LIMITED | PV | NO | 0 | 0 | 0.05 |  |  |  | 0 | 0 | 0 |  |  |  | 0 | 0 | 0 | NO | ACCEPTED TO CONNECT | 0 |  |  | 0 | 0 |  | 0.05 | 0.05 | 0.05 | 0.05 | 0.095 | 2023-07-14 | [7 empty] | 2023-08-14 00:00:00 | 53.3736 | -2.3558
DATA NOT AVAILABLE | DATA NOT AVAILABLE | GLOWSOLAR | PARK FOOT HOLIDAY PARK | HOWTOWN ROAD | POOLEY BRIDGE | PENRITH | CUMBRIA | CA10 2NA | ENGLAND | 346955 | 523161 | HARKER - HUTTON | PENRITH BSP | NEWTONGATE (609668) | 0.4 | ELECTRICITY NORTH WEST LIMITED | PV | NO | 0 | 0 | 0.098 |  |  |  | 0 | 0 | 0 |  |  |  | 0 | 0 | 0 | NO | ACCEPTED TO CONNECT | 0 |  |  | 0 | 0 |  | 0.098 | 9.8000000000000004E-2 | 9.8000000000000004E-2 | 0.4 | 0.4 | 2023-07-19 | [7 empty] | 2023-08-14 00:00:00 | 54.6008 | -2.8226
DATA NOT AVAILABLE | DATA NOT AVAILABLE | CENTRECO (UK) LTD | EOC UK LTD | TENAX RD | TRAFFORD PARK | MANCHESTER | GREATER MANCHESTER | M17 1JT | ENGLAND | 378636 | 397020 | SOUTH MANCHESTER GSP | STRETFORD GRID | MOSLEY RD (100621) | 0.4 | ELECTRICITY NORTH WEST LIMITED | PV | NO | 0 | 0 | 0.05 |  |  |  | 0 | 0 | 0 |  |  |  | 0 | 0 | 0 | NO | ACCEPTED TO CONNECT | 0 |  |  | 0 | 0 |  | 0.05 | 0.05 | 0.05 | 0.3 | 0.3 | 2023-07-20 | [7 empty] | 2023-08-14 00:00:00 | 53.4695 | -2.3233
DATA NOT AVAILABLE | DATA NOT AVAILABLE | ENVIRONMENTAL ROOFING SERVICES LTD | PRESTON NORTH END FOOTBALL CLUB | WEST STAND LOWTHROPE ROAD | DEEPDALE | PRESTON | LANCASHIRE | PR1 6RN | ENGLAND | 354637 | 430860 | PENWORTHAM EAST GSP - ROCHDALE GSP | PRESTON EAST BSP | DODGSON RD (400405) | 0.4 | ELECTRICITY NORTH WEST LIMITED | PV | NO | 0 | 0 | 0.12 |  |  |  | 0 | 0 | 0 |  |  |  | 0 | 0 | 0 | NO | ACCEPTED TO CONNECT | 0 |  |  | 0 | 0 |  | 0.12 | 0.12 | 0.12 | 0.76 | 0.76 | 2023-07-12 | [7 empty] | 2023-08-14 00:00:00 | 53.7721 | -2.6898
DATA NOT AVAILABLE | DATA NOT AVAILABLE | EMBER ENERGY | CHANTELLE LIGHTING | 36 LOMESHAYE BUSINESS VILLAGE | TURNER RD | NELSON | LANCASHIRE | BB9 7DR | ENGLAND | 385049 | 437673 | PADIHAM - ROCHDALE GSP | NELSON GSP | SPRING COTT (400047) | 0.4 | ELECTRICITY NORTH WEST LIMITED | PV | NO | 0 | 0 | 0.054 |  |  |  | 0 | 0 | 0 |  |  |  | 0 | 0 | 0 | NO | ACCEPTED TO CONNECT | 0 |  |  | 0 | 0 |  | 0.054 | 5.3999999999999999E-2 | 5.3999999999999999E-2 | 0.06 | 0.001 | 2023-07-28 | [7 empty] | 2023-08-14 00:00:00 | 53.8351 | -2.2287
DATA NOT AVAILABLE | DATA NOT AVAILABLE | NIGHTINGALE ELECTRICAL (BOLTON) LTD | CROWN HOUSE HEAP BROW | HEYWOOD | BURY |  | LANCASHIRE | BL9 7JR | ENGLAND | 382500 | 410434 | KEARSLEY GSP | BURY GRID | HEAP BRIDGE (200212) | 0.4 | ELECTRICITY NORTH WEST LIMITED | PV | NO | 0 | 0 | 0.072 |  |  |  | 0 | 0 | 0 |  |  |  | 0 | 0 | 0 |  | CONNECTED | 0.072 | 0.04 | 0.04 | 0.12 | 0.12 | 2023-07-26 | 0 |  |  | 0 | 0 | [8 empty] | 2023-08-14 00:00:00 | 53.5902 | -2.2658
DATA NOT AVAILABLE | DATA NOT AVAILABLE | ELIAS ENTERPRISES LTD | ROTHWELL MILL | ROTHWELL STREET |  | BOLTON | LANCASHIRE | BL3 6LY | ENGLAND | 371138 | 408247 | KEARSLEY GSP | BOLTON GRID | SPA RD (200102) | 0.4 | ELECTRICITY NORTH WEST LIMITED | PV | NO | 0 | 0 | 0.1 |  |  |  | 0 | 0 | 0 |  |  |  | 0 | 0 | 0 |  | ACCEPTED TO CONNECT | 0 |  |  | 0 | 0 |  | 0.1 | 0.1 | 0.1 | 0.165 | 0.165 | 2023-06-05 | [7 empty] | 2023-08-14 00:00:00 | 53.57 | -2.4373
DATA NOT AVAILABLE | DATA NOT AVAILABLE | EMBER ENERGY LTD | BRIDGE FARM | LILLY LANE |  | WIGAN | LANCASHIRE | WN2 5JN | ENGLAND | 360061 | 401771 | KEARSLEY GSP | ATHERTON | HINDLEY GRN (200416) | 0.4 | ELECTRICITY NORTH WEST LIMITED | PV | NO | 0 | 0 | 0.05 |  |  |  | 0 | 0 | 0 |  |  |  | 0 | 0 | 0 |  | ACCEPTED TO CONNECT | 0 |  |  | 0 | 0 |  | 0.05 | 0.05 | 0.05 | 0.06 | 0.06 | 2023-05-24 | [7 empty] | 2023-08-14 00:00:00 | 53.5111 | -2.6037
DATA NOT AVAILABLE | DATA NOT AVAILABLE | CLIQUE ENERGY LTD | UNIT 9 LANDGATE INDUSTRIAL ESTATE | WIGAN ROAD | ASHTON IN MAKERFIELD | ASHTON IN MAKERFIELD | LANCASHIRE | WN4 0BW | ENGLAND | 357178 | 401757 | BOLD | GOLBORNE | ASHTON (200414) | 0.4 | ELECTRICITY NORTH WEST LIMITED | PV | NO | 0 | 0 | 0.06 |  |  |  | 0 | 0 | 0 |  |  |  | 0 | 0 | 0 |  | CONNECTED | 0.06 | 0.06 | 0.06 | 0.02 | 0.02 | 2023-09-12 | 0 |  |  | 0 | 0 | [8 empty] | 2023-11-10 00:00:00 | 53.5107 | -2.6472
DATA NOT AVAILABLE | DATA NOT AVAILABLE | PHOTON ENERGY | ABRAHAM MOSS LEISURE CENTRE | CRUMPSALL | MANCHESTER |  | GREATER MANCHESTER | M8 5UF | ENGLAND | 384518 | 401632 | DATA NOT AVAILABLE | DATA NOT AVAILABLE | QUEENS PK 100628 | 6.6 | ELECTRICITY NORTH WEST LIMITED | PV | NO | 0 | 0 | 0.106 |  |  |  | 0 | 0 | 0 |  |  |  | 0 | 0 | 0 |  | CONNECTED | 0.106 | 0.106 | 0.106 | 0.75 | 0.75 | 2023-08-02 | 0 |  |  | 0 | 0 | [8 empty] | 2023-08-14 00:00:00 | 53.5111 | -2.2349
DATA NOT AVAILABLE | DATA NOT AVAILABLE | ABC POWER SYSTEMS | WHITFIRE SHAVINGS AND SAWDUST LTD, HEATHERFIELD WORKS | CHURCH LANE | FARRINGTON |  | LANCASHIRE | PR26 6RD | ENGLAND | 353568 | 425087 | DATA NOT AVAILABLE | DATA NOT AVAILABLE | DATA NOT AVAILABLE | 11 | ELECTRICITY NORTH WEST LIMITED | NATURAL GAS |  | 0 | 0 | 0.8 |  |  |  | 0 | 0 | 0 |  |  |  | 0 | 0 | 0 |  | CONNECTED | 0.8 | 0.8 | 0.8 | 0.6 | 0.6 | 2023-03-07 | 0 |  |  | 0 | 0 | [8 empty] | 2023-08-14 00:00:00 | 53.7201 | -2.7051
DATA NOT AVAILABLE | DATA NOT AVAILABLE |  | LAW PRINT 4 STATION VIEW, HAZEL GROVE, STOCKPORT, SK7 5ER | UNIT 4 STATION VIEW HAZEL GROVE |  | STOCKPORT | CHESHIRE | SK7 5ER | ENGLAND | 391088 | 386858 | BREDBURY | HAZEL GROVE GRID | GREEN LANE | 0.4 | ELECTRICITY NORTH WEST LIMITED | PV | NO | 0 | 0 | 0.05 |  |  |  | 0 | 0 | 0 |  |  |  | 0 | 0 | 0 |  | CONNECTED | 0.05 | 0.03 | 0.03 | 0.001 | 0.001 | 2023-05-04 | 0 |  |  | 0 | 0 | [8 empty] | 2023-09-07 00:00:00 | 53.3785 | -2.1354
DATA NOT AVAILABLE | DATA NOT AVAILABLE | SOLARSENSE UK LTD | RHF FANS | 2 FERROUS WAY |  | MANCHESTER | GREATER MANCHESTER | M44 5FS | ENGLAND | 371568 | 392850 | CARRINGTON | CARRINGTON | IRLAM | 0.4 | ELECTRICITY NORTH WEST LIMITED | PV | NO | 0 | 0 | 0.22 |  |  |  | 0 | 0 | 0 |  |  |  | 0 | 0 | 0 | NO | CONNECTED | 0.12 | 0.12 | 0.12 | 0.3 | 0.3 | 2024-06-03 | 0.12 | 0.12 | 0.12 | 0.3 | 0.3 | 2023-08-10 | [7 empty] | 2024-09-13 00:00:00 | 53.4317 | -2.4294
DATA NOT AVAILABLE | DATA NOT AVAILABLE | ENERGISE CONTRACTING | DEAN GROUP | BRINELL DRIVE | NORTHBANK INDUSTRIAL ESTATE | IRLAM MANCHESTER | GREATER MANCHESTER | M44 5BL | ENGLAND | 371702 | 392490 | DATA NOT AVAILABLE | DATA NOT AVAILABLE | DATA NOT AVAILABLE | 0.4 | ELECTRICITY NORTH WEST LIMITED | PV | NO | 0 | 0 | 0.113 |  |  |  | 0 | 0 | 0 |  |  |  | 0 | 0 | 0 | NO | ACCEPTED TO CONNECT | 0 |  |  | 0 | 0 |  | 0.113 | 0.113 | 0.113 | 0.113 | 0.113 | 2023-08-04 | [7 empty] | 2023-09-22 00:00:00 | 53.4284 | -2.4273
DATA NOT AVAILABLE | DATA NOT AVAILABLE | EMTEC ENERGY | NUMECH ENGINEERING | STANLEY ST |  | WORKINGTON | CUMBRIA | CA14 2JD | ENGLAND | 299344 | 528974 | HARKER/HUTTON | STAINBURN & SIDDICK | ANNIE PIT | DATA NOT AVAILABLE | ELECTRICITY NORTH WEST LIMITED | PV | NO | 0 | 0 | 0.1 |  |  |  | 0 | 0 | 0 |  |  |  | 0 | 0 | 0 | NO | ACCEPTED TO CONNECT | 0 |  |  | 0 | 0 |  | 0.1 | 0.1 | 0.1 | 0.13 | 0.13 | 2023-08-08 | [7 empty] | 2023-09-22 00:00:00 | 54.6458 | -3.5613
DATA NOT AVAILABLE | DATA NOT AVAILABLE | G59 PROJECTS LTD | THE BIG SHED LIMITED | OFF MOSS LANE | SHARP STREET | WALKDEN | MANCHESTER | M28 3LY | ENGLAND | 374209 | 403613 | KEARSLEY LOCAL | KEARSLEY (LOCAL) | HILL TOP | 0.4 | ELECTRICITY NORTH WEST LIMITED | PV | NO | 0 | 0 | 0.12 |  |  |  | 0 | 0 | 0 |  |  |  | 0 | 0 | 0 | NO | ACCEPTED TO CONNECT | 0 |  |  | 0 | 0 |  | 0.12 | 0.12 | 0.12 | 0.5 | 0.5 | 2023-08-07 | [7 empty] | 2023-09-22 00:00:00 | 53.5285 | -2.3905
DATA NOT AVAILABLE | DATA NOT AVAILABLE | STOCKPORT METROPOLITAN BOROUGH COUNCIL | BRAMHALL HIGH SCHOOL | SEAL ROAD | BRAMHALL | STOCKPORT | CHESHIRE | SK7 2JT | ENGLAND | 389909 | 385591 | BREDBURY | HAZEL GROVE | BRAMHALL | 0.4 | ELECTRICITY NORTH WEST LIMITED | PV | NO | 0 | 0 | 0.2 |  |  |  | 0 | 0 | 0 |  |  |  | 0 | 0 | 0 | NO | CONNECTED | 0.2 | 0.2 | 0.2 | 0.36 | 0.36 | 2023-09-01 | 0 |  |  | 0 | 0 | [8 empty] | 2023-10-11 00:00:00 | 53.3671 | -2.1531
DATA NOT AVAILABLE | DATA NOT AVAILABLE | JONES ELECTRIC (DONCASTER) LTD | THEROMOFISHER LTD | SHORE ROAD | HEYSHAM | MORECAMBE | LANCASHIRE | LA3 2XY | ENGLAND | 340677 | 460581 | DATA NOT AVAILABLE | DATA NOT AVAILABLE | DATA NOT AVAILABLE | 0.4 | ELECTRICITY NORTH WEST LIMITED | PV | NO | 0 | 0 | 0.199 |  |  |  | 0 | 0 | 0 |  |  |  | 0 | 0 | 0 | NO | ACCEPTED TO CONNECT | 0 |  |  | 0 | 0 |  | 0.199 | 0.19900000000000001 | 0.19900000000000001 | 0.436 | 0.436 | 2023-08-21 | [7 empty] | 2023-09-22 00:00:00 | 54.0378 | -2.9073
DATA NOT AVAILABLE | DATA NOT AVAILABLE | EMBER ENERGY | BRIER ENGINEERING | NELSON |  | NELSON | LANCASHIRE | BB9 6RS | ENGLAND | 384815 | 437694 | PADIHAM | NELSON | SPRING COTTAGE | 0.4 | ELECTRICITY NORTH WEST LIMITED | PV | NO | 0 | 0 | 0.05 |  |  |  | 0 | 0 | 0 |  |  |  | 0 | 0 | 0 | NO | ACCEPTED TO CONNECT | 0 |  |  | 0 | 0 |  | 0.05 | 0.05 | 0.05 | 0.06 | 0.06 | 2023-08-18 | [7 empty] | 2023-09-22 00:00:00 | 53.8353 | -2.2322
DATA NOT AVAILABLE | DATA NOT AVAILABLE | STANDARD LIFE ASSURANCE LTD | UNIT 2 | PARK SEVENTEEN | MOSS LANE | WHITEFIELD | GREATER MANCHESTER | M45 8FJ | ENGLAND | 380996 | 406083 | KEARSLEY LOCAL | KEARSLEY (LOCAL) | MOSS LN | 0.4 | ELECTRICITY NORTH WEST LIMITED | PV | NO | 0 | 0 | 0.09 |  |  |  | 0 | 0 | 0 |  |  |  | 0 | 0 | 0 | NO | ACCEPTED TO CONNECT | 0 |  |  | 0 | 0 |  | 0.09 | 0.09 | 0.09 | 0.09 | 0.09 | 2023-08-17 | [7 empty] | 2023-09-22 00:00:00 | 53.551 | -2.2883
DATA NOT AVAILABLE | DATA NOT AVAILABLE | EMBER ENERGY | TREVON INDUSTRIAL FINISHERS LTD | UNIT 4 WHITEWALLS INDUSTRIAL ESTATE | REGENT ST | COLNE | LANCASHIRE | BB8 8LJ | ENGLAND | 387182 | 439313 | PADIHAM | NELSON | PHILLIPS LANE | 0.4 | ELECTRICITY NORTH WEST LIMITED | PV | NO | 0 | 0 | 67 |  |  |  | 0 | 0 | 0 |  |  |  | 0 | 0 | 0 | NO | ACCEPTED TO CONNECT | 0 |  |  | 0 | 0 |  | 67 | 67 | 67 | 0.15 | 0.15 | 2023-08-23 | [7 empty] | 2023-09-22 00:00:00 | 53.8499 | -2.1963
DATA NOT AVAILABLE | DATA NOT AVAILABLE | THE LOW CARBON ENERGY COMPANY | ACDOPRO | MALLISON STREET |  | BOLTON | LANCASHIRE | BL1 8PP | ENGLAND | 371732 | 411337 | KEARSLEY | BOLTON | UNION RD | 0.4 | ELECTRICITY NORTH WEST LIMITED | PV | NO | 0 | 0 | 66.6 |  |  |  | 0 | 0 | 0 |  |  |  | 0 | 0 | 0 | NO | ACCEPTED TO CONNECT | 0 |  |  | 0 | 0 |  | 66.6 | 66.599999999999994 | 66.599999999999994 | 0.16 | 0.16 | 2023-08-25 | [7 empty] | 2023-09-22 00:00:00 | 53.5978 | -2.4286
DATA NOT AVAILABLE | DATA NOT AVAILABLE | OUR FOOTPRINTS LTD | WS LAMB 2 | BRUNTHILL ROAD |  | CARLISLE | CUMBRIA | CA3 0EH | ENGLAND | 338837 | 559042 | WESTMOOR RD | CARLISLE NORTH | KINGMOOR PK | 11 | ELECTRICITY NORTH WEST LIMITED | PV | NO | 0 | 0 | 160 |  |  |  | 0 | 0 | 0 |  |  |  | 0 | 0 | 0 | NO | ACCEPTED TO CONNECT | 0 |  |  | 0 | 0 |  | 160 | 160 | 160 | 0.8 | 0.8 | 2023-08-25 | [7 empty] | 2023-09-22 00:00:00 | 54.9223 | -2.9558
DATA NOT AVAILABLE | DATA NOT AVAILABLE |  | PSDS - NORDEN PRIMARY SCHOOL, SPORTS HALL, | PSDS - NORDEN PRIMARY SCHOOL, SPORTS HALL, |  | ROCHDALE | GREATER MANCHESTER | OL12 7RQ | ENGLAND | 386669 | 414627 | PADIHAM - ROCHDALE GSP | ROCHDALE CENTRAL | SPOTLAND (304885) | 0.46 | ELECTRICITY NORTH WEST LIMITED | PV | NO | 0 | 0 | 0.132 |  |  |  | 0 | 0 | 0 |  |  |  | 0 | 0 | 0 |  | ACCEPTED TO CONNECT | 0 |  |  | 0 | 0 |  | 0.1315 | 5.7000000000000002E-2 | 0.06 | 0.057 | 0.06 | 2021-07-01 | [7 empty] | 2023-10-11 00:00:00 | 53.628 | -2.203
DATA NOT AVAILABLE | DATA NOT AVAILABLE |  | PSDS - NORDEN PRIMARY SCHOOL, SPORTS HALL, | PSDS - NORDEN PRIMARY SCHOOL, SPORTS HALL, |  | ROCHDALE | GREATER MANCHESTER | OL12 7RQ | ENGLAND | 386039 | 414269 | PADIHAM - ROCHDALE GSP | ROCHDALE CENTRAL | SPOTLAND (304885) | 0.46 | ELECTRICITY NORTH WEST LIMITED | PV | NO | 0 | 0 | 0.132 |  |  |  | 0 | 0 | 0 |  |  |  | 0 | 0 | 0 |  | ACCEPTED TO CONNECT | 0 |  |  | 0 | 0 |  | 0.1315 | 5.7000000000000002E-2 | 0.06 | 0.057 | 0.06 | 2021-07-01 | [7 empty] | 2023-10-11 00:00:00 | 53.6248 | -2.2126
DATA NOT AVAILABLE | DATA NOT AVAILABLE | LAST MILE UK | UNIT 8, DAKOTA BUSINESS PARK, DAKOTA WAY, BURSCOUGH, ORMSKIRK, LANCASHIRE | UNIT 8, DAKOTA BUSINESS PARK, DAKOTA WAY, BURSCOUGH, ORMSKIRK, LANCASHIRE |  | ORMSKIRK | LANCASHIRE | L40 8AF | ENGLAND | 343023 | 410833 | PENWORTHAM WEST GSP - STANAH | WRIGHTINGTON | BURSCOUGH BRIDGE (400204) | 11 | ELECTRICITY NORTH WEST LIMITED | PV | NO | 0 | 0 | 0.15 |  |  |  | 0 | 0 | 0 |  |  |  | 0 | 0 | 0 |  | ACCEPTED TO CONNECT | 0 |  |  | 0 | 0 |  | 0.15 | 0.15 | 0.15 | 0 | 0 | 2023-05-30 | [7 empty] | 2023-10-11 00:00:00 | 53.591 | -2.8623
DATA NOT AVAILABLE | DATA NOT AVAILABLE | SYZYGY RENEWABLES LTD | HAVEN MARTON MERE HOLIDAY PARK, MYTHOP ROAD, BLACKPOOL | HAVEN MARTON MERE HOLIDAY PARK, MYTHOP ROAD, BLACKPOOL |  | BLACKPOOL | LANCASHIRE | FY4 4XN | ENGLAND | 344404 | 434890 | PENWORTHAM WEST GSP - STANAH | PEEL | MERESIDE (400123) | 0.4 | ELECTRICITY NORTH WEST LIMITED | PV | NO | 0 | 0 | 0.52 |  |  |  | 0 | 0 | 0 |  |  |  | 0 | 0 | 0 |  | ACCEPTED TO CONNECT | 0 |  |  | 0 | 0 |  | 0.52 | 0.2 | 0.2 | 0.45 | 0.45 | 2023-07-21 | [7 empty] | 2023-10-11 00:00:00 | 53.8073 | -2.8457
DATA NOT AVAILABLE | DATA NOT AVAILABLE | TOGETHER HOUSING ASSOCIATION LTD | RIVERSIDE HEIGHTS, FREDERICK STREET, SHOREY BANK, DARWEN, LANCASHIRE | RIVERSIDE HEIGHTS, FREDERICK STREET, SHOREY BANK, DARWEN, LANCASHIRE |  | DARWEN | LANCASHIRE | BB3 1DY | ENGLAND | 334463 | 434889 | PENWORTHAM EAST GSP - ROCHDALE GSP | LOWER DARWEN BSP |  | 6.6 | ELECTRICITY NORTH WEST LIMITED | PV | NO | 0 | 0 | 0.2 |  |  |  | 0 | 0 | 0 |  |  |  | 0 | 0 | 0 |  | ACCEPTED TO CONNECT | 0 |  |  | 0 | 0 |  | 0.2 | 0.2 | 0.2 | 0.282 | 0.282 | 2023-04-05 | [7 empty] | 2023-10-11 00:00:00 | 53.8061 | -2.9967
DATA NOT AVAILABLE | DATA NOT AVAILABLE | SYZYGY RENEWABLES LTD | 40 LAYSTALL STREET | 40 LAYSTALL STREET |  | MANCHESTER | GREATER MANCHESTER | M1 2JQ | ENGLAND | 385016 | 398293 | WHITEGATE | RED BANK | ANCOATS NORTH | 0.4 | ELECTRICITY NORTH WEST LIMITED | PV | NO | 0 | 0 | 0.081 |  |  |  | 0 | 0 | 0 |  |  |  | 0 | 0 | 0 | NO | ACCEPTED TO CONNECT | 0 |  |  | 0 | 0 |  | 0.081 | 8.1000000000000003E-2 | 8.1000000000000003E-2 | 0.081 | 0.081 | 2023-09-20 | [7 empty] | 2023-10-11 00:00:00 | 53.4811 | -2.2273
DATA NOT AVAILABLE | DATA NOT AVAILABLE | GREENBRIDGE RENEWABLES LTD | GLENHOLME BISPHAM GARDENS | RYSCAR WAY |  | BLACKPOOL | LANCASHIRE | FY2 0FN | ENGLAND | 332676 | 440123 | STANAH/PENW WEST | BISPHAM | BISPHAM | 0.4 | ELECTRICITY NORTH WEST LIMITED | PV | NO | 0 | 0 | 0.06 |  |  |  | 0 | 0 | 0 |  |  |  | 0 | 0 | 0 | NO | ACCEPTED TO CONNECT | 0 |  |  | 0 | 0 |  | 0.06 | 0.06 | 0.06 | 0.09 | 0.09 | 2023-09-13 | [7 empty] | 2023-10-11 00:00:00 | 53.853 | -3.0249
DATA NOT AVAILABLE | DATA NOT AVAILABLE | CENTRECO (UK) LTD | SMD ILIV GROUP | UNIT 2 PITTMAN WAY | FULWOOD | PRESTON | LANCASHIRE | PR2 9ZD | ENGLAND | 354996 | 433354 | PENWORTHAM EAST | RIBBLE | BLACKBULL | 0.4 | ELECTRICITY NORTH WEST LIMITED | PV | NO | 0 | 0 | 0.08 |  |  |  | 0 | 0 | 0 |  |  |  | 0 | 0 | 0 | NO | ACCEPTED TO CONNECT | 0 |  |  | 0 | 0 |  | 0.08 | 0.08 | 0.08 | 0.08 | 0.08 | 2023-09-13 | [7 empty] | 2023-10-11 00:00:00 | 53.7945 | -2.6847
DATA NOT AVAILABLE | DATA NOT AVAILABLE | LAKES SOLAT LTD | RIPLEY ST THOMAS CE ACADEMY | ASHTON ROAD |  | LANCASTER | CUMBRIA | LA1 4RS | ENGLAND | 347620 | 460708 | HEYSHAM | LANCASTER | BURROW BECK | 0.4 | ELECTRICITY NORTH WEST LIMITED | PV | NO | 0 | 0 | 0.1 |  |  |  | 0 | 0 | 0 |  |  |  | 0 | 0 | 0 | NO | ACCEPTED TO CONNECT | 0 |  |  | 0 | 0 |  | 0.1 | 0.1 | 0.1 | 0.1 | 0.1 | 2023-09-15 | [7 empty] | 2023-10-11 00:00:00 | 54.0397 | -2.8013
DATA NOT AVAILABLE | DATA NOT AVAILABLE | APG DOMESTIC SERVICES LTD | 2 PRESTON ROAD | GRIMSARGH PRESTON PR2 5SD | GRIMSARGH | PRESTON | LANCASHIRE | PR2 5SD | ENGLAND | 358669 | 433517 | PENWORTHAM EAST | PRESTON EAST | PRESTON EAST | 0.4 | ELECTRICITY NORTH WEST LIMITED | PV | NO | 0 | 0 | 0.08 |  |  |  | 0 | 0 | 0 |  |  |  | 0 | 0 | 0 | NO | ACCEPTED TO CONNECT | 0 |  |  | 0 | 0 |  | 0.08 | 0.08 | 0.08 | 0.08 | 0.08 | 2023-09-27 | [7 empty] | 2023-10-11 00:00:00 | 53.7963 | -2.6289
DATA NOT AVAILABLE | DATA NOT AVAILABLE | GO GREEN SOLAR GROUP LTD | FLEETS FARM | FLEET LANE | GRESSINGHAM | LANCASTER | CUMBRIA | LA2 8LN | ENGLAND | 357549 | 469598 | HARKER/HUTTON | KENDAL | KIRKBY LONSDALE | 0.4 | ELECTRICITY NORTH WEST LIMITED | PV | NO | 0 | 0 | 0.05 |  |  |  | 0 | 0 | 0 |  |  |  | 0 | 0 | 0 | NO | ACCEPTED TO CONNECT | 0 |  |  | 0 | 0 |  | 0.05 | 0.05 | 0.05 | 0.05 | 0.05 | 2023-09-28 | [7 empty] | 2023-10-11 00:00:00 | 54.1205 | -2.651
DATA NOT AVAILABLE | DATA NOT AVAILABLE | LINTON TWEEDS, SHADDON MILLS, SHADDONGATE, CA2 5TZ | LINTON TWEEDS LIMITED SHADDON MILLS SHADDONGATE |  |  | CARLISLE | CUMBRIA | CA2 5TZ | ENGLAND | 339491 | 555670 | HARKER - HUTTON | CARLISLE 33KV | JAMES ST | 0.4 | ELECTRICITY NORTH WEST LIMITED | PV | NO | 0 | 0 | 0.063 |  |  |  | 0 | 0 | 0 |  |  |  | 0 | 0 | 0 |  | CONNECTED | 0.063 | 7.5999999999999998E-2 | 7.5999999999999998E-2 | 0.3 | 0.3 | 2023-07-11 | 0 |  |  | 0 | 0 | [8 empty] | 2023-11-10 00:00:00 | 54.8921 | -2.9449
DATA NOT AVAILABLE | DATA NOT AVAILABLE | CENTRECO (UK) LTD | M B AEROSPACE LTD LOGANS ROAD, BURNLEY |  |  | BURNLEY | LANCASHIRE | BB10 2TG | ENGLAND | 386063 | 434366 | PADIHAM - ROCHDALE GSP | BURNLEY GSP | BURNLEY GSP (400053) | 6.6 | ELECTRICITY NORTH WEST LIMITED | PV | NO | 0 | 0 | 0.08 |  |  |  | 0 | 0 | 0 |  |  |  | 0 | 0 | 0 |  | CONNECTED | 0.08 | 0.3 | 0.3 | 0.3 | 0.3 | 2023-10-02 | 0 |  |  | 0 | 0 | [8 empty] | 2023-11-10 00:00:00 | 53.8054 | -2.2131
DATA NOT AVAILABLE | DATA NOT AVAILABLE | ENVIRONMENTAL ROOFING SERVICES LTD | PROCESS HOUSE, TURF STREET, BURNLEY |  |  | BURNLEY | LANCASHIRE | BB11 3BP | ENGLAND | 384486 | 432469 | PADIHAM - ROCHDALE GSP | BURNLEY GSP | ATHLETIC ST (400052) | 0.4 | ELECTRICITY NORTH WEST LIMITED | PV | NO | 0 | 0 | 0.08 |  |  |  | 0 | 0 | 0 |  |  |  | 0 | 0 | 0 |  | CONNECTED | 0.08 | 0.06 | 0.06 | 0.06 | 0.06 | 2023-09-08 | 0 |  |  | 0 | 0 | [8 empty] | 2023-11-10 00:00:00 | 53.7883 | -2.237
DATA NOT AVAILABLE | DATA NOT AVAILABLE | GREENBRIDGE RENEWABLES LTD | M BLOCK UNIVERSITY OF BOLTON | DEAN ROAD |  | BOLTON | GREATER MANCHESTER | BL3 5AB | ENGLAND | 371060 | 408709 | KEARSLEY | BOLTON | SPA RD | 7 | ELECTRICITY NORTH WEST LIMITED | PV | NO | 0 | 0 | 0.05 |  |  |  | 0 | 0 | 0 |  |  |  | 0 | 0 | 0 | NO | ACCEPTED TO CONNECT | 0 |  |  | 0 | 0 |  | 0.05 | 0.05 | 0.05 | 0.45 | 0.45 | 2023-10-20 | [7 empty] | 2023-11-10 00:00:00 | 53.5742 | -2.4385
DATA NOT AVAILABLE | DATA NOT AVAILABLE | G59 PROJECTS LTD | SAFIC-ALCAN UK LTD | UNIT 6 WITHINS POINT WITHINS ROAD | HAYDOCK INDUSTRIAL ESTATE | HAYDOCK | LANCASHIRE | WA11 9UD | ENGLAND | 356500 | 397568 | BOLD | GOLBORNE | HAYDOCK | 11 | ELECTRICITY NORTH WEST LIMITED | PV | NO | 0 | 0 | 0.2 |  |  |  | 0 | 0 | 0 |  |  |  | 0 | 0 | 0 | NO | ACCEPTED TO CONNECT | 0 |  |  | 0 | 0 |  | 0.2 | 0.2 | 0.2 | 0.25 | 0.25 | 2023-10-20 | [7 empty] | 2023-11-10 00:00:00 | 53.473 | -2.6568
DATA NOT AVAILABLE | DATA NOT AVAILABLE | B GREENN LTD | BRIDGE HOUSE, 15 BRIDGE STREET,SWINTON, M27 4DU |  |  | SWINTON | GREATER MANCHESTER | M27 4DU | ENGLAND | 378347 | 401809 | KEARSLEY GSP | AGECROFT BSP | SWINTON | 0.23 | ELECTRICITY NORTH WEST LIMITED | PV | NO | 0 | 0 | 0.06 |  |  |  | 0 | 0 | 0 |  |  |  | 0 | 0 | 0 |  | CONNECTED | 0.06 | 0.04 | 0.04 | 0.001 | 0.001 | 2023-10-16 | 0 |  |  | 0 | 0 | [8 empty] | 2023-11-10 00:00:00 | 53.5125 | -2.328
DATA NOT AVAILABLE | DATA NOT AVAILABLE | SHAWTON ENERGY LTD | WIGAN AND LEIGH COLLEGE PG, PAGEFIELD CAMPUS, WALKDEN AVENUE |  |  | LEIGH | LANCASHIRE | WN1 2JH | ENGLAND | 357874 | 406756 | WASHWAY FARM GSP - KIRKBY GSP | WIGAN GRID | GIDLOW | 6.6 | ELECTRICITY NORTH WEST LIMITED | PV | NO | 0 | 0 | 0.05 |  |  |  | 0 | 0 | 0 |  |  |  | 0 | 0 | 0 |  | CONNECTED | 0.05 | 0.05 | 0.05 | 0.3 | 0.3 | 2023-10-04 | 0 |  |  | 0 | 0 | [8 empty] | 2023-11-10 00:00:00 | 53.5557 | -2.6374
DATA NOT AVAILABLE | DATA NOT AVAILABLE | GO GREEN SOLAR GROUP LTD | TWEDDLE FABRICATIONS LTD, HANGAR K1, KIRKBRIDE, WIGTON |  |  | WIGTON | CUMBRIA | CA7 5HP | ENGLAND | 323582 | 554425 | HARKER - HUTTON | CARLISLE 33KV | WIGTON | 0.4 | ELECTRICITY NORTH WEST LIMITED | PV | NO | 0 | 0 | 0.117 |  |  |  | 0 | 0 | 0 |  |  |  | 0 | 0 | 0 |  | CONNECTED | 0.117 | 0.08 | 0.08 | 0.11 | 0.11 | 2023-09-01 | 0 |  |  | 0 | 0 | [8 empty] | 2023-11-10 00:00:00 | 54.8787 | -3.1925
DATA NOT AVAILABLE | DATA NOT AVAILABLE | ENVIRONMENTAL ROOFING SERVICES LTD | DERALAM LAMINATES LTD BRADLEY LN, STANDISH |  |  | STANDISH | LANCASHIRE | WN6 0YR | ENGLAND | 357209 | 411276 | WASHWAY FARM GSP - KIRKBY GSP | SKELMERSDALE GRID | SKELMERSDALE | 0.4 | ELECTRICITY NORTH WEST LIMITED | PV | NO | 0 | 0 | 0.2 |  |  |  | 0 | 0 | 0 |  |  |  | 0 | 0 | 0 |  | CONNECTED | 0.2 | 0.14499999999999999 | 0.14499999999999999 | 0.3 | 0.3 | 2023-08-23 | 0 |  |  | 0 | 0 | [8 empty] | 2023-11-10 00:00:00 | 53.5963 | -2.648
DATA NOT AVAILABLE | DATA NOT AVAILABLE | SAS ENERGY | KOMATSU MINING CORP, UNIT 2B BRIDGEWATER AVENUE, BOLTON |  |  | BOLTON | GREATER MANCHESTER | BL5 1EE | ENGLAND | 369815 | 404776 | KEARSLEY LOCAL 33KV | KEARSLEY LOCAL 33KV | CUTACRE | 11 | ELECTRICITY NORTH WEST LIMITED | PV | NO | 0 | 0 | 0.1975 |  |  |  | 0 | 0 | 0 |  |  |  | 0 | 0 | 0 |  | CONNECTED | 0.1975 | 0.19800000000000001 | 0.19800000000000001 | 0.75 | 0.75 | 2023-03-30 | 0 |  |  | 0 | 0 | [8 empty] | 2023-11-10 00:00:00 | 53.5388 | -2.4569
DATA NOT AVAILABLE | DATA NOT AVAILABLE | SCOTIA ENERGY | UNIT 6 TO 8 SEDDON PLACE STANELY INDUSTRIAL ESTATE SKELMERSDALE, |  |  | SKELMERSDALE | LANCASHIRE | WN8 8EB | ENGLAND | 368720 | 408212 | WASHWAY FARM GSP - KIRKBY GSP | SKELMERSDALE GRID | SKELMERSDALE | 0.4 | ELECTRICITY NORTH WEST LIMITED | CHP |  | 0 | 0 | 0.13 |  |  |  | 0 | 0 | 0 |  |  |  | 0 | 0 | 0 |  | CONNECTED | 0.13 | 0.1235 | 0.13 | 0.1539 | 0.162 | 2023-10-06 | 0 |  |  | 0 | 0 | [8 empty] | 2023-11-10 00:00:00 | 53.5696 | -2.4738
DATA NOT AVAILABLE | DATA NOT AVAILABLE | EVO ENERGY | STUART STREET, MANCHESTER |  |  | MANCHESTER | GREATER MANCHESTER | M11 4DQ | ENGLAND | 387417 | 398759 | STALYBRIDGE | STUART ST GRID | STUART ST PRY (100128) | 6.6 | ELECTRICITY NORTH WEST LIMITED | PV | NO | 0 | 0 | 0.133 |  |  |  | 0 | 0 | 0 |  |  |  | 0 | 0 | 0 |  | ACCEPTED TO CONNECT | 0 |  |  | 0 | 0 |  | 0.133 | 0.13300000000000001 | 0.13300000000000001 | 1.4 | 1.4 | 2023-03-17 | [7 empty] | 2023-12-14 00:00:00 | 53.4854 | -2.1911
DATA NOT AVAILABLE | DATA NOT AVAILABLE | CENTRICA PLC | CHORLEY STREET, BOLTON |  |  | BOLTON | LANCASHIRE | BL1 4AL | ENGLAND | 370853 | 409368 | KEARSLEY GSP | BOLTON GRID | SPA RD (200102) | 0.4 | ELECTRICITY NORTH WEST LIMITED | CHP | YES | 0 | 0 | 0.125 |  |  |  | 0 | 0 | 0 |  |  |  | 0 | 0 | 0 |  | ACCEPTED TO CONNECT | 0 |  |  | 0 | 0 |  | 0.125 | 0 | 0 | 0.32 | 0.32 | 2022-11-04 | [7 empty] | 2023-12-14 00:00:00 | 53.5801 | -2.4417
DATA NOT AVAILABLE | DATA NOT AVAILABLE | PERFECT SENSE ENERGY | BUCKELY ROAD, ROCHDALE, |  |  | ROCHDALE | LANCASHIRE | OL12 9DJ | ENGLAND | 390688 | 414894 | PADIHAM - ROCHDALE GSP | BELFIELD GRID | WARDLEWORTH (304886) | 0.4 | ELECTRICITY NORTH WEST LIMITED | PV | NO | 0 | 0 | 0.228 |  |  |  | 0 | 0 | 0 |  |  |  | 0 | 0 | 0 |  | CONNECTED | 0.228 | 0.2 | 0.2 | 0.2 | 0.2 | 2023-02-23 | 0 |  |  | 0 | 0 | [8 empty] | 2023-12-14 00:00:00 | 53.6305 | -2.1423
DATA NOT AVAILABLE | DATA NOT AVAILABLE | H2O RENEWABLE ENERGY SOLUTIONS | 47 BRUNEL AVENUE, SALFORD |  |  | SALFORD | GREATER MANCHESTER | M5 4BE | ENGLAND | 381728 | 398477 | KEARSLEY GSP | FREDERICK RD GRID | FREDERICK RD (100637) | 0.4 | ELECTRICITY NORTH WEST LIMITED | PV | NO | 0 | 0 | 0.22 |  |  |  | 0 | 0 | 0 |  |  |  | 0 | 0 | 0 |  | CONNECTED | 0.22 | 0.22 | 0.22 | 0.22 | 0.22 | 2023-10-31 | 0 |  |  | 0 | 0 | [8 empty] | 2023-12-14 00:00:00 | 53.4827 | -2.2768
DATA NOT AVAILABLE | DATA NOT AVAILABLE | RAMBOLL | TEBAY SERVICES NORTH, WESTMORLAND PLACE, ORTON, PENRITH |  |  | PENRITH | CUMBRIA | CA10 3SB | ENGLAND | 360415 | 506301 | HARKER - HUTTON | PENRITH BSP | SELSMIRE (609663) | 0.4 | ELECTRICITY NORTH WEST LIMITED | BATTERY | NO | 0 | 0 | 0.99 |  |  |  | 0 | 0 | 0 |  |  |  | 0 | 0 | 0 |  | ACCEPTED TO CONNECT | 0 |  |  | 0 | 0 |  | 0.99 | 0 | 0 | 0.7 | 0.7 | 2023-04-05 | [7 empty] | 2023-12-14 00:00:00 | 54.4506 | -2.612
DATA NOT AVAILABLE | DATA NOT AVAILABLE | CUADRILLA RESOURCES LIMITED | ELSWICK GENERATION STATION, SASWICK HOUSE FARM, ROSEACRE ROAD, ROSEACRE, PRESTON, LANCASHIRE |  |  | PRESTON | LANCASHIRE | PR4 3XD | ENGLAND | 342443 | 436939 | PENWORTHAM WEST GSP - STANAH | PEEL | HALL CROSS (400407) | 6.6 | ELECTRICITY NORTH WEST LIMITED | NATURAL GAS | NO | 0 | 0 | 0.865 |  |  |  | 0 | 0 | 0 |  |  |  | 0 | 0 | 0 |  | ACCEPTED TO CONNECT | 0 |  |  | 0 | 0 |  | 0.865 | 0.86499999999999999 | 0.86499999999999999 | 0.01 | 0.01 | 2023-03-14 | [7 empty] | 2023-12-14 00:00:00 | 53.8255 | -2.8759
DATA NOT AVAILABLE | DATA NOT AVAILABLE | ENVO ENERGY SOLUTIONS (UK) LTD | ULTRAFRAME SALTHILL ROAD, CLITHEROE |  |  | CLITHEROE | LANCASHIRE | BB7 1PE | ENGLAND | 374990 | 442169 | PADIHAM - ROCHDALE GSP | PADIHAM BSP | RIBBLESDALE (400078) | 11 | ELECTRICITY NORTH WEST LIMITED | PV | NO | 0 | 0 | 0.335 |  |  |  | 0 | 0 | 0 |  |  |  | 0 | 0 | 0 |  | ACCEPTED TO CONNECT | 0 |  |  | 0 | 0 |  | 0.335 | 0.2 | 0.2 | 0.552 | 0.552 | 2023-05-11 | [7 empty] | 2023-12-14 00:00:00 | 53.8751 | -2.3819
DATA NOT AVAILABLE | DATA NOT AVAILABLE | ENERGY GAIN | MANCHESTER PRECISION ENGINEERING OLDHAM STREET, DENTON, MANCHESTER, M34 3SW |  |  | MANCHESTER | GREATER MANCHESTER | M34 3SW | ENGLAND | 391516 | 395295 | STALYBRIDGE | DROYLSDEN GRID | DENTON WEST (100111) | 6.6 | ELECTRICITY NORTH WEST LIMITED | PV | NO | 0 | 0 | 0.363 |  |  |  | 0 | 0 | 0 |  |  |  | 0 | 0 | 0 |  | CONNECTED | 0.363 | 0.19900000000000001 | 0.19900000000000001 | 0.193 | 0.193 | 2023-11-09 | 0 |  |  | 0 | 0 | [8 empty] | 2023-12-14 00:00:00 | 53.4543 | -2.1292
DATA NOT AVAILABLE | DATA NOT AVAILABLE | HARVEST GREEN DEVELOPMENTS LTD | KREMPLE UK LTD,QUEEN STREET, LONGRIDGE |  |  | LONGRIDGE | LANCASHIRE | PR3 3BS | ENGLAND | 360098 | 436903 | PENWORTHAM EAST GSP - ROCHDALE GSP | PRESTON EAST BSP | LONGRIDGE (400416) | 6.6 | ELECTRICITY NORTH WEST LIMITED | PV | NO | 0 | 0 | 0.72 |  |  |  | 0 | 0 | 0 |  |  |  | 0 | 0 | 0 |  | ACCEPTED TO CONNECT | 0 |  |  | 0 | 0 |  | 0.72 | 0.2 | 0.2 | 1.5 | 1.5 | 2023-08-29 | [7 empty] | 2023-12-14 00:00:00 | 53.8269 | -2.6077
DATA NOT AVAILABLE | DATA NOT AVAILABLE | B GREENN LTD | BP 1 MANCHESTER ROAD WESTHOUGHTON BOLTON |  |  | BOLTON | LANCASHIRE | BL5 3JP | ENGLAND | 366867 | 406220 | KEARSLEY GSP | WESTHOUGHTON | WESTHOUGHTON (200413) | 0.4 | ELECTRICITY NORTH WEST LIMITED | PV | NO | 0 | 0 | 0.05 |  |  |  | 0 | 0 | 0 |  |  |  | 0 | 0 | 0 |  | ACCEPTED TO CONNECT | 0 |  |  | 0 | 0 |  | 0.05 | 4.2000000000000003E-2 | 4.2000000000000003E-2 | 0.07 | 0.07 | 2023-08-17 | [7 empty] | 2023-12-14 00:00:00 | 53.5516 | -2.5016
DATA NOT AVAILABLE | DATA NOT AVAILABLE | THE LOW CARBON ENERGY COMPANY | ACDOPRO MALLISON STREET, BOLTON |  |  | BOLTON | LANCASHIRE | BL1 8PP | ENGLAND | 371437 | 414161 | KEARSLEY GSP | BOLTON GRID | UNION RD (200114) | 0.4 | ELECTRICITY NORTH WEST LIMITED | PV | NO | 0 | 0 | 0.0666 |  |  |  | 0 | 0 | 0 |  |  |  | 0 | 0 | 0 |  | ACCEPTED TO CONNECT | 0 |  |  | 0 | 0 |  | 0.0666 | 6.6599999999999993E-2 | 6.6599999999999993E-2 | 0.16 | 0.16 | 2023-08-29 | [7 empty] | 2023-12-14 00:00:00 | 53.6232 | -2.4333
DATA NOT AVAILABLE | DATA NOT AVAILABLE | JLEC ELECTRICAL LTD | STOKERS | 50 PRESTON ROAD | WHITTLE LE WOODS | CHORLEY | LANCASHIRE | PR6 7HH | ENGLAND | 358161 | 420203 | PENWORTHAM WEST | LEYLAND | WHITTLE LE WOODS | 0.4 | ELECTRICITY NORTH WEST LIMITED | PV | NO | 0 | 0 | 0.12 |  |  |  | 0 | 0 | 0 |  |  |  | 0 | 0 | 0 | NO | ACCEPTED TO CONNECT | 0 |  |  | 0 | 0 |  | 0.12 | 0.12 | 0.12 | 0.12 | 0.12 | 2023-11-08 | [7 empty] | 2023-11-21 00:00:00 | 53.6766 | -2.6348
DATA NOT AVAILABLE | DATA NOT AVAILABLE | SMS | JUNCTION 38 TRUCKSTOP | WESTMORLAND PLACE | ORTON | PENRITH | CUMBRIA | CA10 3SB | ENGLAND | 360786 | 506645 | HARKER/HUTTON | PENRITH/SHAP | SELSMIRE | DATA NOT AVAILABLE | ELECTRICITY NORTH WEST LIMITED | PV | NO | 0 | 0 | 0.05 |  |  |  | 0 | 0 | 0 |  |  |  | 0 | 0 | 0 | NO | ACCEPTED TO CONNECT | 0 |  |  | 0 | 0 |  | 0.05 | 0.05 | 0.05 | 0.074 | 0.074 | 2023-11-02 | [7 empty] | 2023-11-21 00:00:00 | 54.4537 | -2.6063
DATA NOT AVAILABLE | DATA NOT AVAILABLE | ECO RENEWABLES GROUP LIMITED | EMPIRE HOUSE | COLLEGE ROAD |  | ROCHDALE | GREATER MANCHESTER | OL12 6AE | ENGLAND | 389120 | 413463 | ROCHDALE | ROCHDALE CENTRAL | ROCHDALE CENTRAL | 0.4 | ELECTRICITY NORTH WEST LIMITED | OTHER | NO | 0 | 0 | 0.05 |  |  |  | 0 | 0 | 0 |  |  |  | 0 | 0 | 0 | NO | ACCEPTED TO CONNECT | 0 |  |  | 0 | 0 |  | 0.05 | 0.05 | 0.05 | 0.1 | 0.1 | 2023-11-06 | [7 empty] | 2023-11-21 00:00:00 | 53.6176 | -2.1659
DATA NOT AVAILABLE | DATA NOT AVAILABLE | ECO2 SOLAR LIMITED | MANCHESTER ROAD |  | SOUTH HEYWOOD | ROCHDALE | GREATER MANCHESTER | OL10 2QA | ENGLAND | 385531 | 408578 | DATA NOT AVAILABLE | DATA NOT AVAILABLE | DATA NOT AVAILABLE | DATA NOT AVAILABLE | ELECTRICITY NORTH WEST LIMITED | PV | NO | 0 | 0 | 0.416 |  |  |  | 0 | 0 | 0 |  |  |  | 0 | 0 | 0 | NO | ACCEPTED TO CONNECT | 0 |  |  | 0 | 0 |  | 0.416 | 0.41599999999999998 | 0.41599999999999998 | 0.416 | 0.416 | 2023-11-01 | [7 empty] | 2023-11-21 00:00:00 | 53.5736 | -2.22
DATA NOT AVAILABLE | DATA NOT AVAILABLE | ONE ENERGY PROJECTS | UNIT E12 MOSS INDUSTRIAL ESTATE |  |  | LEIGH | LANCASHIRE | WN7 3PT | ENGLAND | 364030 | 398323 | BOLD | GOLBORNE | GOLBORNE | 0.23 | ELECTRICITY NORTH WEST LIMITED | PV | NO | 0 | 0 | 0.03 |  |  |  | 0 | 0 | 0 |  |  |  | 0 | 0 | 0 | NO | ACCEPTED TO CONNECT | 0 |  |  | 0 | 0 |  | 0.03 | 0.03 | 0.03 | 0.06 | 0.06 | 2023-11-09 | [7 empty] | 2023-11-21 00:00:00 | 53.4804 | -2.5435
DATA NOT AVAILABLE | DATA NOT AVAILABLE | ONE ENERGY PROJECTS | UNIT E14 MOSS INDUSTRIAL ESTATE |  |  | LEIGH | LANCASHIRE | WN7 3PT | ENGLAND | 364021 | 398361 | BOLD | GOLBORNE | GOLBORNE | 0.23 | ELECTRICITY NORTH WEST LIMITED | PV | NO | 0 | 0 | 0.02 |  |  |  | 0 | 0 | 0 |  |  |  | 0 | 0 | 0 | NO | ACCEPTED TO CONNECT | 0 |  |  | 0 | 0 |  | 0.02 | 0.02 | 0.02 | 0.06 | 0.06 | 2023-11-08 | [7 empty] | 2023-11-21 00:00:00 | 53.4807 | -2.5436
DATA NOT AVAILABLE | DATA NOT AVAILABLE | UTILITY INFRASTRUCTURE SOLUTIONS | CRINGLE ROAD |  |  | MANCHESTER | GREATER MANCHESTER | M19 2RN | ENGLAND | 387917 | 393330 | DATA NOT AVAILABLE | DATA NOT AVAILABLE | DATA NOT AVAILABLE | DATA NOT AVAILABLE | ELECTRICITY NORTH WEST LIMITED | OTHER | NO | 0 | 0 | 0.05 |  |  |  | 0 | 0 | 0 |  |  |  | 0 | 0 | 0 | NO | ACCEPTED TO CONNECT | 0 |  |  | 0 | 0 |  | 0.05 | 0.05 | 0.05 | 0.05 | 0.05 | 2023-11-16 | [7 empty] | 2023-11-21 00:00:00 | 53.4366 | -2.1833
DATA NOT AVAILABLE | DATA NOT AVAILABLE | CENTRECO (UK) LTD | CLELAND MCIVER LTD | K75 HOLLINGWORTH MILL | LITTLEBOROUGH | OLDHAM | GREATER MANCHESTER | OL16 4NG | ENGLAND | 391525 | 411718 | ROCHDALE | BELFIELD | KINGSWAY | 0.4 | ELECTRICITY NORTH WEST LIMITED | PV | NO | 0 | 0 | 0.22 |  |  |  | 0 | 0 | 0 |  |  |  | 0 | 0 | 0 | NO | ACCEPTED TO CONNECT | 0 |  |  | 0 | 0 |  | 0.22 | 0.22 | 0.22 | 0.22 | 0.22 | 2023-11-21 | [7 empty] | 2023-12-06 00:00:00 | 53.602 | -2.1295
DATA NOT AVAILABLE | DATA NOT AVAILABLE | CENTRECO (UK) LTD | ADD EXPRESS LTD | PALL-EX | CHICHESTER ST | ROCHDALE | GREATER MANCHESTER | OL16 2AU | ENGLAND | 390638 | 413131 | ROCHDALE | ROCHDALE CENTRAL | ROCHDALE CENTRAL | 0.4 | ELECTRICITY NORTH WEST LIMITED | PV | NO | 0 | 0 | 0.066 |  |  |  | 0 | 0 | 0 |  |  |  | 0 | 0 | 0 | NO | ACCEPTED TO CONNECT | 0 |  |  | 0 | 0 |  | 0.066 | 6.6000000000000003E-2 | 6.6000000000000003E-2 | 0.066 | 0.066 | 2023-11-23 | [7 empty] | 2023-12-06 00:00:00 | 53.6146 | -2.143
DATA NOT AVAILABLE | DATA NOT AVAILABLE | DUNCAN RENEWABLES | OUTA BOUNDS | WARFORD LANE |  | GREAT WARFORD | CHESHIRE | WA16 7AY | ENGLAND | 381555 | 378590 | SOUTH MANCHESTER | MOSS NOOK | ALDERLEY | 0.4 | ELECTRICITY NORTH WEST LIMITED | PV | NO | 0 | 0 | 0.064 |  |  |  | 0 | 0 | 0 |  |  |  | 0 | 0 | 0 | NO | ACCEPTED TO CONNECT | 0 |  |  | 0 | 0 |  | 0.064 | 6.4000000000000001E-2 | 6.4000000000000001E-2 | 0.064 | 0.064 | 2023-11-22 | [7 empty] | 2023-12-06 00:00:00 | 53.3039 | -2.2782
DATA NOT AVAILABLE | DATA NOT AVAILABLE | ASSOCIATED CLEAN TECHNOLOGIES LTD | THE PELICAN CENTRE | CASTLE STREET |  | TYLDESLEY | GREATER MANCHESTER | M29 8EG | ENGLAND | 368737 | 402156 | KEARSLEY | ATHERTON | ATHERTON TOWN CENTRE | 0.4 | ELECTRICITY NORTH WEST LIMITED | PV | NO | 0 | 0 | 0.066 |  |  |  | 0 | 0 | 0 |  |  |  | 0 | 0 | 0 | NO | ACCEPTED TO CONNECT | 0 |  |  | 0 | 0 |  | 0.066 | 6.6000000000000003E-2 | 6.6000000000000003E-2 | 0.055 | 0.055 | 2023-11-24 | [7 empty] | 2023-12-06 00:00:00 | 53.5151 | -2.4729
DATA NOT AVAILABLE | DATA NOT AVAILABLE | MACDERMID CANNING LTD | MACDERMID | NEW BUILD WAREHOUSE | CALE LANE, NEW SPRINGS | WIGAN | GREATER MANCHESTER | WN2 1JR | ENGLAND | 360879 | 406622 | KEARSLEY | ATHERTON | HINDLEY GREEN | 11 | ELECTRICITY NORTH WEST LIMITED | PV | NO | 0 | 0 | 0.18 |  |  |  | 0 | 0 | 0 |  |  |  | 0 | 0 | 0 | NO | ACCEPTED TO CONNECT | 0 |  |  | 0 | 0 |  | 0.18 | 0.18 | 0.18 | 0.2 | 0.2 | 2023-11-21 | [7 empty] | 2023-12-06 00:00:00 | 53.5548 | -2.592
DATA NOT AVAILABLE | DATA NOT AVAILABLE | QPG ENERGY | ABERDEEN FARM, BLUNDELL LANE, BLACKROD | BLUNDELL LANE |  | BLACKROD | LANCASHIRE | BL6 5LL | ENGLAND | 360010 | 411202 | KEARSLEY GSP | WESTHOUGHTON | CROWN LN (200112) | 0.4 | ELECTRICITY NORTH WEST LIMITED | PV | NO | 0 | 0 | 0.2 |  |  |  | 0 | 0 | 0 |  |  |  | 0 | 0 | 0 |  | ACCEPTED TO CONNECT | 0 |  |  | 0 | 0 |  | 0.2 | 0.2 | 0.2 | 0.185 | 0.185 | 2024-01-09 | [7 empty] | 2024-01-16 00:00:00 | 53.5959 | -2.6057
DATA NOT AVAILABLE | DATA NOT AVAILABLE | GEO GREEN POWER LTD | CASCADE (UK) LTD, 3 KELBROOK ROAD, PARKHOUSE INDUSTRIAL ESTATE, MANCHESTER | PARKHOUSE INDUSTRIAL ESTATE |  | MANCHESTER | GREATER MANCHESTER | M11 2DD | ENGLAND | 365231 | 408145 | STALYBRIDGE | STUART ST GRID | BRADFORD (100106) | 6.6 | ELECTRICITY NORTH WEST LIMITED | PV | NO | 0 | 0 | 0.44 |  |  |  | 0 | 0 | 0 |  |  |  | 0 | 0 | 0 |  | ACCEPTED TO CONNECT | 0 |  |  | 0 | 0 |  | 0.44 | 0.2 | 0.2 | 1 | 1 | 2023-11-27 | [7 empty] | 2024-01-16 00:00:00 | 53.5688 | -2.5265
DATA NOT AVAILABLE | DATA NOT AVAILABLE | PERFECT SENSE ENERGY | WHISPERING SMITH , 245 BRISCOE LN, MANCHESTER, | 245 BRISCOE LANE |  | MANCHESTER | GREATER MANCHESTER | M40 2ST | ENGLAND | 387689 | 399689 | STALYBRIDGE | STUART ST GRID | STUART ST PRY (100128) | 0.4 | ELECTRICITY NORTH WEST LIMITED | PV | NO | 0 | 0 | 0.2 |  |  |  | 0 | 0 | 0 |  |  |  | 0 | 0 | 0 |  | ACCEPTED TO CONNECT | 0 |  |  | 0 | 0 |  | 0.2 | 0.2 | 0.2 | 0.19 | 0.19 | 2023-11-16 | [7 empty] | 2024-01-16 00:00:00 | 53.4938 | -2.187
DATA NOT AVAILABLE | DATA NOT AVAILABLE | ALT-SOLAR LTD | FAIRWAYS GARDEN CENTRE LTD BULLOCKS LANE, SUTTON, MACCLESFIELD | BULLOCKS LANE | SUTTON | MACCLESFIELD | CHESHIRE | SK11 0HE | ENGLAND | 392455 | 371766 | MACC SUPER GRID | MACC SUPER GRID | SOUTH EAST MACC (303023) | 0.4 | ELECTRICITY NORTH WEST LIMITED | PV | NO | 0 | 0 | 0.05 |  |  |  | 0 | 0 | 0 |  |  |  | 0 | 0 | 0 |  | ACCEPTED TO CONNECT | 0 |  |  | 0 | 0 |  | 0.05 | 0.04 | 0.04 | 0.06 | 0.06 | 2023-10-26 | [7 empty] | 2024-01-16 00:00:00 | 53.2429 | -2.1145
DATA NOT AVAILABLE | DATA NOT AVAILABLE | (UK) IDES LTD | LANES FOR DRAINS (B3), 300 LANDSDOWNE ROAD, ECCLES, M30 9PJ | 300 LANSDOWNE ROAD |  | ECCLES | LANCASHIRE | M30 9PJ | ENGLAND | 376695 | 399032 | CARRINGTON | BARTON | MONTON (100620) | 0.4 | ELECTRICITY NORTH WEST LIMITED | PV | NO | 0 | 0 | 0.05 |  |  |  | 0 | 0 | 0 |  |  |  | 0 | 0 | 0 |  | ACCEPTED TO CONNECT | 0 |  |  | 0 | 0 |  | 0.05 | 0.05 | 0.05 | 0.15 | 0.15 | 2023-12-18 | [7 empty] | 2024-01-16 00:00:00 | 53.4875 | -2.3527
DATA NOT AVAILABLE | DATA NOT AVAILABLE | DULAS | WHINLATTER VISITORS CENTRE | BRATHWAITE |  | KESWICK | CUMBRIA | CA12 5TW | ENGLAND | 320821 | 524505 | HARKER/HUTTON | STAINBURN & SIDDICK | EMBLETON | 0.4 | ELECTRICITY NORTH WEST LIMITED | HYDROGEN | NO | 0 | 0 | 0.2 |  |  |  | 0 | 0 | 0 |  |  |  | 0 | 0 | 0 | NO | ACCEPTED TO CONNECT | 0 |  |  | 0 | 0 |  | 0.2 | 0.2 | 0.2 | 0.2 | 0.2 | 2023-12-27 | TO BE CONFIRMED | [6 empty] | 2024-01-16 00:00:00 | 54.6095 | -3.2274
DATA NOT AVAILABLE | DATA NOT AVAILABLE | SYZYGY RENEWABLES LTD | HAVEN LAKELAND HOLIDAY PARK | MOOR LANE | FLOOKBURGH | GRANGE-OVER-SANDS | LANCASHIRE | LA11 7LT | ENGLAND | 337163 | 474094 | HARKER/HUTTON | ULVERSTON | GRANGE | 0.4 | ELECTRICITY NORTH WEST LIMITED | PV | NO | 0 | 0 | 0.199 |  |  |  | 0 | 0 | 0 |  |  |  | 0 | 0 | 0 | NO | ACCEPTED TO CONNECT | 0 |  |  | 0 | 0 |  | 0.199 | 0.19900000000000001 | 0.19900000000000001 | 0.95 | 0.95 | 2023-12-18 | TO BE CONFIRMED | [6 empty] | 2024-01-16 00:00:00 | 54.1588 | -2.9638
DATA NOT AVAILABLE | DATA NOT AVAILABLE | THE LOW CARBON ENERGY COMPANY | SYSTEM HYGIENE | ALTHAM BUSINESS PARK | BARNFIELD WAY | ALTHAM | LANCASHIRE | BB5 5YT | ENGLAND | 377259 | 432378 | PADIHAM | HUNCOAT | BLACKBURN RD CLAYTON | 6.6 | ELECTRICITY NORTH WEST LIMITED | PV | NO | 0 | 0 | 0.05 |  |  |  | 0 | 0 | 0 |  |  |  | 0 | 0 | 0 | NO | ACCEPTED TO CONNECT | 0 |  |  | 0 | 0 |  | 0.05 | 0.05 | 0.05 | 0.05 | 0.05 | 2023-12-06 | TO BE CONFIRMED | [6 empty] | 2024-01-16 00:00:00 | 53.7872 | -2.3466
DATA NOT AVAILABLE | DATA NOT AVAILABLE | A CLASS PLUMBING & ELECTRICAL | BRINWELL RD | FORMER WARBURTONS SITE |  | BLACKPOOL | LANCASHIRE | FY4 4QU | ENGLAND | 333684 | 434015 | DATA NOT AVAILABLE | DATA NOT AVAILABLE | DATA NOT AVAILABLE | 6.6 | ELECTRICITY NORTH WEST LIMITED | PV | NO | 0 | 0 | 0.07 |  |  |  | 0 | 0 | 0 |  |  |  | 0 | 0 | 0 | NO | ACCEPTED TO CONNECT | 0 |  |  | 0 | 0 |  | 0.07 | 7.0000000000000007E-2 | 7.0000000000000007E-2 | 0.07 | 0.07 | 2023-12-12 | TO BE CONFIRMED | [6 empty] | 2024-01-16 00:00:00 | 53.7982 | -3.0083
DATA NOT AVAILABLE | DATA NOT AVAILABLE | STEAG SOLAR ENERGY SOLUTIONS (UK) LTD | TESCO STOCKPORT SUPERSTORE, TIVIOT WAY, STOCKPORT | TIVIOT WAY |  | STOCKPORT | GREATER MANCHESTER | SK1 2BT | ENGLAND | 390067 | 391023 | BREDBURY | VERNON PK GRID | PORTWOOD (305211) | 6.6 | ELECTRICITY NORTH WEST LIMITED | PV | NO | 0 | 0 | 0.65 |  |  |  | 0 | 0 | 0 |  |  |  | 0 | 0 | 0 |  | CONNECTED | 0.65 | 0.19900000000000001 | 0.19900000000000001 | 0.63 | 0.63 | 2023-12-04 | 0 |  |  | 0 | 0 | [8 empty] | 2024-01-16 00:00:00 | 53.4159 | -2.1509
DATA NOT AVAILABLE | DATA NOT AVAILABLE | STOCKPORT METROPOLITAN BOROUGH COUNCIL | ENDEAVOUR HOUSE, EDWARD STREET , STOCKPORT, | EDWARD STREET |  | STOCKPORT | GREATER MANCHESTER | SK1 3UR | ENGLAND | 389808 | 389912 | BREDBURY GSP | VERNON PARK | WOODLEY 303215 | 11 | ELECTRICITY NORTH WEST LIMITED | PV | NO | 0 | 0 | 0.627 |  |  |  | 0 | 0 | 0 |  |  |  | 0 | 0 | 0 |  | CONNECTED | 0.627 | 0.2 | 0.2 | 0.1 | 0.1 | 2023-09-12 | 0 |  |  | 0 | 0 | [8 empty] | 2024-01-16 00:00:00 | 53.4059 | -2.1548
DATA NOT AVAILABLE | DATA NOT AVAILABLE | PERFECT SENSE ENERGY | COMFY QUILTS DEPOT 1, FINLAND ROAD, MIDDLETON, MANCHESTER | FINLAND ROAD | MIDDLETON | MANCHESTER | GREATER MANCHESTER | M24 2RW | ENGLAND | 389077 | 408050 | WHITEGATE GSP | GREENHILL | WILLOWBANK (302292) | 11 | ELECTRICITY NORTH WEST LIMITED | PV | NO | 0 | 0 | 0.616 |  |  |  | 0 | 0 | 0 |  |  |  | 0 | 0 | 0 |  | CONNECTED | 0.616 | 0.2 | 0.2 | 0.7 | 0.7 | 2023-08-01 | 0 |  |  | 0 | 0 | [8 empty] | 2024-01-16 00:00:00 | 53.5689 | -2.1664
DATA NOT AVAILABLE | DATA NOT AVAILABLE | BGREENN LTD | THE OLIVE GARDEN NURSERY, BOLTON |  |  | BOLTON | LANCASHIRE | BL3 3NY | ENGLAND | 370466 | 407792 | KEARSLEY GSP | BOLTON GRID | BARBARA ST (200104) | 0.4 | ELECTRICITY NORTH WEST LIMITED | PV | NO | 0 | 0 | 0.066 |  |  |  | 0 | 0 | 0 |  |  |  | 0 | 0 | 0 |  | CONNECTED | 0.066 | 6.6000000000000003E-2 | 6.6000000000000003E-2 | 0.02 | 0.02 | 2023-11-27 | 0 |  |  | 0 | 0 | [8 empty] | 2024-01-16 00:00:00 | 53.5659 | -2.4474
DATA NOT AVAILABLE | DATA NOT AVAILABLE | SOL PV GROUP LTD | COLONIAL HOUSE, BACUP, LANCASHIRE |  |  | BACUP | LANCASHIRE | OL13 0EA | ENGLAND | 386236 | 421717 | PADIHAM - ROCHDALE GSP | ROSSENDALE BSP | WESLEY PL (400093) | 6.6 | ELECTRICITY NORTH WEST LIMITED | PV | NO | 0 | 0 | 0.29 |  |  |  | 0 | 0 | 0 |  |  |  | 0 | 0 | 0 |  | CONNECTED | 0.29 | 0.28999999999999998 | 0.28999999999999998 | 0.95 | 0.95 | 2023-12-07 | 0 |  |  | 0 | 0 | [8 empty] | 2024-01-16 00:00:00 | 53.6917 | -2.2099
DATA NOT AVAILABLE | DATA NOT AVAILABLE | SOLARSENSE UK LTD | THE KINGS SCHOOL, ALDERLEY ROAD, PRESTBURY | ALDERLEY ROAD |  | PRESTBURY | GREATER MANCHESTER | SK10 4SP | ENGLAND | 389117 | 375739 | MACC SUPER GRID | MACC SUPER GRID | WITHYFOLD DR (302196) | 11 | ELECTRICITY NORTH WEST LIMITED | PV | NO | 0 | 0 | 0.54 |  |  |  | 0 | 0 | 0 |  |  |  | 0 | 0 | 0 |  | CONNECTED | 0.54 | 0.2 | 0.2 | 0.85 | 0.85 | 2023-10-17 | 0 |  |  | 0 | 0 | [8 empty] | 2024-01-16 00:00:00 | 53.2785 | -2.1647
DATA NOT AVAILABLE | DATA NOT AVAILABLE | RENEWABLE POWER CONSULTING LTD | UNIT F, YEW TREE COURT, TAYLOR BUSINESS PARK, CROFT, WARRINGTON | TAYLOR BUSINESS PARK | CROFT | WARRINGTON | CHESHIRE | WA3 6BH | ENGLAND | 365934 | 394416 | SP CUERDLEY/DALLAM/WARRINGTON | RISLEY | RISLEY (205309) | 0.4 | ELECTRICITY NORTH WEST LIMITED | PV | NO | 0 | 0 | 0.06 |  |  |  | 0 | 0 | 0 |  |  |  | 0 | 0 | 0 |  | CONNECTED | 0.06 | 0.06 | 0.06 | 0.06 | 0.06 | 2023-12-14 | 0 |  |  | 0 | 0 | [8 empty] | 2024-01-16 00:00:00 | 53.4454 | -2.5144
DATA NOT AVAILABLE | DATA NOT AVAILABLE | RENEWABLE POWER CONSULTING LTD | UNIT B2, YEW TREE COURT, TAYLOR BUSINESS PARK, CROFT, WARRINGTON | TAYLOR BUSINESS PARK | CROFT | WARRINGTON | CHESHIRE | WA3 6BL | ENGLAND | 356246 | 398032 | SP CUERDLEY/DALLAM/WARRINGTON | RISLEY | RISLEY (205309) | 0.4 | ELECTRICITY NORTH WEST LIMITED | PV | NO | 0 | 0 | 0.06 |  |  |  | 0 | 0 | 0 |  |  |  | 0 | 0 | 0 |  | CONNECTED | 0.06 | 0.06 | 0.06 | 0.06 | 0.06 | 2023-12-14 | 0 |  |  | 0 | 0 | [8 empty] | 2024-01-16 00:00:00 | 53.4772 | -2.6607
DATA NOT AVAILABLE | DATA NOT AVAILABLE | CENTRECO UK LIMITED | REACH PRINTING SERVICES (OLDHAM) LTD - 296,HOLLINWOOD AVENUE,OLDHAM | 296 HOLLINWOOD AVENUE |  | OLDHAM | GREATER MANCHESTER | OL9 8EP | ENGLAND | 390512 | 402544 | WHITEGATE GSP | CHADDERTON GRID | HOLLINWOOD (307008) | 6.6 | ELECTRICITY NORTH WEST LIMITED | PV | NO | 0 | 0 | 0.86 |  |  |  | 0 | 0 | 0 |  |  |  | 0 | 0 | 0 |  | CONNECTED | 0.86 | 0.2 | 0.2 | 5 | 5 | 2023-07-13 | 0 |  |  | 0 | 0 | [8 empty] | 2024-01-16 00:00:00 | 53.5195 | -2.1446
DATA NOT AVAILABLE | DATA NOT AVAILABLE | ENGENERA RENEWABLES LIMITED | MOLNLYCKE HEALTH CARE, MEDLOCK STREET, OLDHAM | MEDLOCK STREET |  | OLDHAM | GREATER MANCHESTER | OL1 3HS | ENGLAND | 393402 | 405416 | WHITEGATE GSP | GREENHILL | GREENHILL PRIMARY (300024) | 0.4 | ELECTRICITY NORTH WEST LIMITED | PV | NO | 0 | 0 | 0.416 |  |  |  | 0 | 0 | 0 |  |  |  | 0 | 0 | 0 |  | CONNECTED | 0.416 | 0.2 | 0.2 | 0.744 | 0.744 | 2023-10-25 | 0 |  |  | 0 | 0 | [8 empty] | 2024-01-16 00:00:00 | 53.5453 | -2.101
DATA NOT AVAILABLE | DATA NOT AVAILABLE | WIGAN COUNCIL | ROBIN PARK LEISURE CENTRE, LOIRE DRIVE, NEWTON, WIGAN | LOIRE DRIVE | NEWTON | WIGAN | LANCASHIRE | WN5 0UL | ENGLAND | 356959 | 405591 | WASHWAY FARM GSP - KIRKBY GSP | WIGAN GRID | GREEN ST (200410) | 0.4 | ELECTRICITY NORTH WEST LIMITED | PV | NO | 0 | 0 | 0.24 |  |  |  | 0 | 0 | 0 |  |  |  | 0 | 0 | 0 |  | CONNECTED | 0.24 | 0.2 | 0.2 | 0.171 | 0.171 | 2023-12-19 | 0 |  |  | 0 | 0 | [8 empty] | 2024-01-16 00:00:00 | 53.5452 | -2.651
DATA NOT AVAILABLE | DATA NOT AVAILABLE | GEO GREEN POWER LTD | RRG MAZDA STOCKPORT (WORKSHOP), ROOTH STREET, STOCKPORT | ROOTH STREET |  | STOCKPORT | GREATER MANCHESTER | SK4 1DJ | ENGLAND | 388503 | 390515 | BREDBURY | ADSWOOD GRID | BRINKSWAY (303222) | 0.4 | ELECTRICITY NORTH WEST LIMITED | PV | NO | 0 | 0 | 0.05 |  |  |  | 0 | 0 | 0 |  |  |  | 0 | 0 | 0 |  | CONNECTED | 0.05 | 0.05 | 0.05 | 0.12 | 0.12 | 2023-12-07 | 0 |  |  | 0 | 0 | [8 empty] | 2024-01-16 00:00:00 | 53.4113 | -2.1744
DATA NOT AVAILABLE | DATA NOT AVAILABLE | ESP ELECTRICITY LTD | 390 - THE OLDHAM ACADEMY NORTH BROADWAY, ROYTON | NORTH BROADWAY | ROYTON | OLDHAM | GREATER MANCHESTER | OL2 5BF | ENGLAND | 391749 | 407143 |  |  | ROYTON PRIMARY | 6.6 | ELECTRICITY NORTH WEST LIMITED | PV | NO | 0 | 0 | 0.106 |  |  |  | 0 | 0 | 0 |  |  |  | 0 | 0 | 0 |  | CONNECTED | 0.106 | 0.106 | 0.106 | 0.8 | 0.8 | 2024-01-05 | 0 |  |  | 0 | 0 | [8 empty] | 2024-01-16 00:00:00 | 53.5608 | -2.126
DATA NOT AVAILABLE | DATA NOT AVAILABLE | CENTRICA BUSINESS SOLUTIONS | CARPENTER LTD, DINTING LODGE INDUSTRIAL ESTATE, GLOSSOP, | DINTING LODGE INDUSTRIAL ESTATE |  | GLOSSOP, | GREATER MANCHESTER | SK13 6LE | ENGLAND | 401490 | 394872 | STALYBRIDGE | HYDE GRID | HADFIELD (302863) | 11 | ELECTRICITY NORTH WEST LIMITED | PV | NO | 0 | 0 | 0.999 |  |  |  | 0 | 0 | 0 |  |  |  | 0 | 0 | 0 |  | CONNECTED | 0.999 | 0.2 | 0.2 | 1.45 | 1.45 | 2023-11-20 | 0 |  |  | 0 | 0 | [8 empty] | 2024-02-14 00:00:00 | 53.4506 | -1.979
DATA NOT AVAILABLE | DATA NOT AVAILABLE | SHAWTON ENERGY | DAKOTA HOTEL MANCHESTER, 29 DUCIE STREET, MANCHESTER, M1 2JL | 29 DUCIE STREET |  | MANCHESTER | GREATER MANCHESTER | M1 2JL | ENGLAND | 384898 | 398208 | WHITEGATE GSP | RED BANK GRID | ANCOATS NORTH (100601) | 0.4 | ELECTRICITY NORTH WEST LIMITED | PV | NO | 0 | 0 | 0.058 |  |  |  | 0 | 0 | 0 |  |  |  | 0 | 0 | 0 |  | CONNECTED | 0.058 | 5.8000000000000003E-2 | 5.8000000000000003E-2 | 0.5 | 0.5 | 2024-02-06 | 0 |  |  | 0 | 0 | [8 empty] | 2024-02-14 00:00:00 | 53.4804 | -2.229
DATA NOT AVAILABLE | DATA NOT AVAILABLE | PERFECT SENSE ENERGY | NELSTROPS, MANCHESTER ROAD, STOCKPORT | MANCHESTER ROAD |  | STOCKPORT | GREATER MANCHESTER | SK4 1TZ | ENGLAND | 389426 | 391301 | BREDBURY | VERNON PK GRID | HEATON NORRIS (301340) | 6.6 | ELECTRICITY NORTH WEST LIMITED | PV | NO | 0 | 0 | 0.076 |  |  |  | 0 | 0 | 0 |  |  |  | 0 | 0 | 0 |  | CONNECTED | 0.076 | 7.4999999999999997E-2 | 7.4999999999999997E-2 | 3.1 | 3.1 | 2023-11-29 | 0 |  |  | 0 | 0 | [8 empty] | 2024-02-14 00:00:00 | 53.4184 | -2.1606
DATA NOT AVAILABLE | DATA NOT AVAILABLE | CENTRECO (UK) LIMITED | BENDER UK LTD | THE OLD TANNERY | LOW MILL BUSINESS PARK | ULVERSTON | CUMBRIA | LA12 9EE | ENGLAND | 329790 | 477644 | HARKER/HUTTON | ULVERSTON | GLAXO | 0.4 | ELECTRICITY NORTH WEST LIMITED | PV | NO | 0 | 0 | 0.072 |  |  |  | 0 | 0 | 0 |  |  |  | 0 | 0 | 0 | NO | ACCEPTED TO CONNECT | 0 |  |  | 0 | 0 |  | 0.072 | 7.1999999999999995E-2 | 7.1999999999999995E-2 | 0.072 | 0.072 | 2024-01-10 | [7 empty] | 2024-02-14 00:00:00 | 54.1897 | -3.0775
DATA NOT AVAILABLE | DATA NOT AVAILABLE | CONNECTED ENERGY | VOLVO TRUCK AND BUS | KINGSTOWN BROADWAY | KINGSTOWN INDUSTRIAL ESTATE | CARLISLE | CUMBRIA | CA3 0HA | ENGLAND | 338884 | 559388 | HARKER/HUTTON | DATA NOT AVAILABLE | CARLISLE NORTH | 0.4 | ELECTRICITY NORTH WEST LIMITED | BATTERY | NO | 0 | 0 | 0.3 |  |  |  | 0 | 0 | 0 |  |  |  | 0 | 0 | 0 | NO | CONNECTED | 0.3 | 0.14499999999999999 | 0.14499999999999999 | 0.1 | 0.1 | 2024-06-07 | 0 |  |  | 0 | 0 | [8 empty] | 2024-02-14 00:00:00 | 54.9254 | -2.9552
DATA NOT AVAILABLE | DATA NOT AVAILABLE | HYPERION ZERO LTD | LAKE DISTRICT AUDI | LINDALE |  | GRANGE OVER SANDS | CUMBRIA | LA11 6LJ | ENGLAND | 341794 | 480405 | HARKER/HUTTON | ULVERSTON | GRANGE | 0.4 | ELECTRICITY NORTH WEST LIMITED | PV | NO | 0 | 0 | 0.05 |  |  |  | 0 | 0 | 0 |  |  |  | 0 | 0 | 0 | NO | ACCEPTED TO CONNECT | 0 |  |  | 0 | 0 |  | 0.05 | 0.05 | 0.05 | 0.06 | 0.06 | 2024-01-11 | [7 empty] | 2024-02-14 00:00:00 | 54.2161 | -2.8941
DATA NOT AVAILABLE | DATA NOT AVAILABLE | MTEC RENEWABLES | PLOT 3 - GREAT BANK ROAD |  |  | BOLTON | GREATER MANCHESTER | BL5 3XU | ENGLAND | 364880 | 407187 | KEARSLEY | WESTHOUGHTON | LOSTOCK | 0.4 | ELECTRICITY NORTH WEST LIMITED | PV | NO | 0 | 0 | 0.125 |  |  |  | 0 | 0 | 0 |  |  |  | 0 | 0 | 0 | NO | ACCEPTED TO CONNECT | 0 |  |  | 0 | 0 |  | 0.125 | 0.125 | 0.125 | 0.55 | 0.55 | 2024-01-22 | [7 empty] | 2024-02-14 00:00:00 | 53.5601 | -2.5317
DATA NOT AVAILABLE | DATA NOT AVAILABLE | ONE ENERGY PROJECTS | UNIT D4 | MOSS INDUSTRIAL ESTATE |  | LEIGH | GREATER MANCHESTER | WN7 3PT | ENGLAND | 364034 | 398206 | BOLD | GOLBORNE | GOLBORNE | 0.4 | ELECTRICITY NORTH WEST LIMITED | PV | NO | 0 | 0 | 0.05 |  |  |  | 0 | 0 | 0 |  |  |  | 0 | 0 | 0 | NO | ACCEPTED TO CONNECT | 0 |  |  | 0 | 0 |  | 0.05 | 0.05 | 0.05 | 0.07 | 0.07 | 2024-01-18 | [7 empty] | 2024-02-14 00:00:00 | 53.4793 | -2.5434
DATA NOT AVAILABLE | DATA NOT AVAILABLE | EMBER ENERGY | R.E DAWSON LTD | 54-56 KING STREET |  | CLITHEROE | LANCASHIRE | BB7 2EU | ENGLAND | 374204 | 441997 | PADIHAM | PADIHAM | RIBBLESDALE | 0.4 | ELECTRICITY NORTH WEST LIMITED | PV | NO | 0 | 0 | 0.05 |  |  |  | 0 | 0 | 0 |  |  |  | 0 | 0 | 0 | NO | ACCEPTED TO CONNECT | 0 |  |  | 0 | 0 |  | 0.05 | 0.05 | 0.05 | 0.1 | 0.1 | 2024-01-30 | [7 empty] | 2024-02-14 00:00:00 | 53.8735 | -2.3938
DATA NOT AVAILABLE | DATA NOT AVAILABLE | SHAWTON ENERGY ENGINEERING LTD | HIPPO MOTOR GROUP, TRIDENT PARK, TRIDENT WAY, BLACKBURN | TRIDENT WAY |  | BLACKBURN | LANCASHIRE | BB1 3HT | ENGLAND | 370573 | 429744 | PENWORTHAM EAST GSP - ROCHDALE GSP | BLACKBURN | BLACKBURN (400001) | 0.4 | ELECTRICITY NORTH WEST LIMITED | PV | NO | 0 | 0 | 0.1 |  |  |  | 0 | 0 | 0 |  |  |  | 0 | 0 | 0 |  | ACCEPTED TO CONNECT | 0 |  |  | 0 | 0 |  | 0.1 | 0.08 | 0.08 | 0.1 | 0.1 | 2023-07-12 | [7 empty] | 2024-03-14 00:00:00 | 53.7632 | -2.4479
DATA NOT AVAILABLE | DATA NOT AVAILABLE | ZESTEC ASSET MANAGEMENT LTD | MAKIN METALS, BUCKLEY ROAD, ROCHDALE, | BUCKLEY ROAD |  | ROCHDALE | GREATER MANCHESTER | OL12 9DT | ENGLAND | 390655 | 415035 | PADIHAM - ROCHDALE GSP | BELFIELD GRID | WARDLEWORTH (304886) | 6.6 | ELECTRICITY NORTH WEST LIMITED | PV | NO | 0 | 0 | 0.6 |  |  |  | 0 | 0 | 0 |  |  |  | 0 | 0 | 0 |  | ACCEPTED TO CONNECT | 0 |  |  | 0 | 0 |  | 0.6 | 0.6 | 0.6 | 2.25 | 2.25 | 2024-01-22 | [7 empty] | 2024-03-14 00:00:00 | 53.6318 | -2.1428
DATA NOT AVAILABLE | DATA NOT AVAILABLE | ONE ENERGY PROJECTS | UNIT E8, MOSS INDUSTRIAL ESTATE, LEIGH | MOSS INDUSTRIAL ESTATE |  | LEIGH | LANCASHIRE | WN7 3PT | ENGLAND | 363881 | 398378 | BOLD | GOLBORNE | GOLBORNE (205308) | 0.4 | ELECTRICITY NORTH WEST LIMITED | PV | NO | 0 | 0 | 0.05 |  |  |  | 0 | 0 | 0 |  |  |  | 0 | 0 | 0 |  | CONNECTED | 0.05 | 0.02 | 0.02 | 0.06 | 0.06 | 2024-02-14 | 0 |  |  | 0 | 0 | [8 empty] | 2024-03-14 00:00:00 | 53.4809 | -2.5457
DATA NOT AVAILABLE | DATA NOT AVAILABLE | SOLAR SOLUTIONS CUMBRIA LIMITED | WITHGILL FARM, WITHGILL FOLD, CLITHEROE | WITHGILL FOLD |  | CLITHEROE | LANCASHIRE | BB7 3LW | ENGLAND | 370563 | 441029 | PADIHAM - ROCHDALE GSP | PADIHAM BSP | RIBBLESDALE (400078) | 0.4 | ELECTRICITY NORTH WEST LIMITED | PV | NO | 0 | 0 | 0.1 |  |  |  | 0 | 0 | 0 |  |  |  | 0 | 0 | 0 |  | ACCEPTED TO CONNECT | 0 |  |  | 0 | 0 |  | 0.1 | 1.0999999999999999E-2 | 1.0999999999999999E-2 | 0.15 | 0.15 | 2023-07-06 | [7 empty] | 2024-03-14 00:00:00 | 53.8646 | -2.4491
DATA NOT AVAILABLE | DATA NOT AVAILABLE | RELIABLE RENEWABLES | CHALLENGE WAY BLACKBURN | CHALLENGE WAY |  | BLACKBURN | LANCASHIRE | BB1 5QB | ENGLAND | 370193 | 429376 | PENWORTHAM EAST GSP - ROCHDALE GSP | BLACKBURN | BLACKBURN (400001) | 0.4 | ELECTRICITY NORTH WEST LIMITED | PV | NO | 0 | 0 | 0.1 |  |  |  | 0 | 0 | 0 |  |  |  | 0 | 0 | 0 |  | CONNECTED | 0.1 | 0.09 | 0.09 | 0.07 | 0.07 | 2024-01-12 | 0 |  |  | 0 | 0 | [8 empty] | 2024-03-14 00:00:00 | 53.7599 | -2.4536
DATA NOT AVAILABLE | DATA NOT AVAILABLE | ENERGY GAIN UK LTD | HYDE PARK ENGINEERING, BRIDGE STREET, STALYBRIDGE, | BRIDGE STREET |  | STALYBRIDGE | CHESHIRE | SK15 1PH | ENGLAND | 395874 | 398267 | STALYBRIDGE | HEYROD | TAME VALLEY (300209) | 0.4 | ELECTRICITY NORTH WEST LIMITED | PV | NO | 0 | 0 | 0.2 |  |  |  | 0 | 0 | 0 |  |  |  | 0 | 0 | 0 |  | ACCEPTED TO CONNECT | 0 |  |  | 0 | 0 |  | 0.2 | 0.2 | 0.2 | 0.45 | 0.45 | 2023-09-08 | [7 empty] | 2024-03-14 00:00:00 | 53.4811 | -2.0636
DATA NOT AVAILABLE | DATA NOT AVAILABLE | DES ENERGY | MAIN WAREHOUSE | BURLINGTON STREET |  | ASHTON-UNDER-LYNE | GREATER MANCHESTER | OL7 0AX | ENGLAND | 392759 | 398869 | STALYBRIDGE | HEYROD | ASHTON UNDER LYNE | 6.6 | ELECTRICITY NORTH WEST LIMITED | PV | NO | 0 | 0 | 0.5 |  |  |  | 0 | 0 | 0 |  |  |  | 0 | 0 | 0 | NO | ACCEPTED TO CONNECT | 0 | 0.5 | 0.5 | 0.5 | 0.5 |  | 0.5 | 0.5 | 0.5 | 0.5 | 0.5 | 2024-02-02 | [7 empty] | 2024-03-14 00:00:00 | 53.4865 | -2.1106
DATA NOT AVAILABLE | DATA NOT AVAILABLE | AMEON UTILITIES LTD | AU2300 | JUBILEE GARDENS | LEYLAND | PRESTON | LANCASHIRE | PR25 1ZU | ENGLAND | 353603 | 421768 | PENWORTHAM WEST | LEYLAND | SEVEN STARS | 11 | ELECTRICITY NORTH WEST LIMITED | PV | NO | 0 | 0 | 0.09 |  |  |  | 0 | 0 | 0 |  |  |  | 0 | 0 | 0 | NO | ACCEPTED TO CONNECT | 0 | 0.09 | 0.09 | 0.7 | 0.7 |  | 0.09 | 0.09 | 0.09 | 0.7 | 0.7 | 2024-02-29 | [7 empty] | 2024-03-14 00:00:00 | 53.6903 | -2.7041
DATA NOT AVAILABLE | DATA NOT AVAILABLE | TEMPLE SOLAR | JAMES ROBERTSHAW & SON (1954) LIMITED, UNIT 2A CRANFIELD ROAD, LOSTOCK, BOLTON | UNIT 2A CRANFIELD ROAD | LOSTOCK | BOLTON | GREATER MANCHESTER | BL6 4SB | ENGLAND | 365269 | 409365 | KEARSLEY GSP | WESTHOUGHTON | LOSTOCK (200113) | 0.4 | ELECTRICITY NORTH WEST LIMITED | PV | NO | 0 | 0 | 0.1 |  |  |  | 0 | 0 | 0 |  |  |  | 0 | 0 | 0 |  | CONNECTED | 0.1 | 0.05 | 0.05 | 0.02 | 0.02 | 2024-01-08 | 0 |  |  | 0 | 0 | [8 empty] | 2024-04-14 00:00:00 | 53.5797 | -2.526
DATA NOT AVAILABLE | DATA NOT AVAILABLE | TAGGAS LTD | APARTMENT 1-21 BELGRAVE CHAPEL |  |  | DARWEN | LANCASHIRE | BB3 1BU | ENGLAND | 369200 | 422073 | PENWORTHAM EAST | LOWER DARWEN | INDIA ST | 6.6 | ELECTRICITY NORTH WEST LIMITED | PV | NO | 0 | 0 | 0.063 |  |  |  | 0 | 0 | 0 |  |  |  | 0 | 0 | 0 | NO | ACCEPTED TO CONNECT | 0 |  |  | 0 | 0 |  | 0.063 | 6.3E-2 | 6.3E-2 | 0.42 | 0.42 | 2024-03-08 | [7 empty] | 2024-04-14 00:00:00 | 53.6942 | -2.4679
DATA NOT AVAILABLE | DATA NOT AVAILABLE | SQUARE 4 SERVICES LTD | CITY CENTRE MANCHESTER CAMPUS | 60 GREAT DUCIE STREET |  | MANCHESTER | GREATER MANCHESTER | M3 1PT | ENGLAND | 383786 | 399188 | AGECROFT | FREDERICK ROAD | CHAPEL WHARF | 6.6 | ELECTRICITY NORTH WEST LIMITED | PV | NO | 0 | 0 | 0.08 |  |  |  | 0 | 0 | 0 |  |  |  | 0 | 0 | 0 | NO | ACCEPTED TO CONNECT | 0 |  |  | 0 | 0 |  | 0.08 | 0.08 | 0.08 | 0.08 | 0.08 | 2024-03-15 | [7 empty] | 2024-04-14 00:00:00 | 53.4891 | -2.2458
DATA NOT AVAILABLE | DATA NOT AVAILABLE | SHAWTON ENERGY | PENTHOUSE CARPETS | BUCKLEY CARPET MILL | BUCKLEY ROAD | ROCHDALE | GREATER MANCHESTER | OL12 9DU | ENGLAND | 390782 | 415061 | ROCHDALE | BELFIELD | LITTLEBOROUGH | 0.4 | ELECTRICITY NORTH WEST LIMITED | PV | NO | 0 | 0 | 0.1 |  |  |  | 0 | 0 | 0 |  |  |  | 0 | 0 | 0 | NO | CONNECTED | 0.12 | 9.9000000000000005E-2 | 9.9000000000000005E-2 | 0.13 | 0.13 | 2024-07-05 | 0 |  |  | 0 | 0 | [8 empty] | 2024-09-13 00:00:00 | 53.632 | -2.1409
DATA NOT AVAILABLE | DATA NOT AVAILABLE | ENERGY GAIN | KRATOS ANALYTICS, TRAFFORD WHARF ROAD, STRETFORD, M17 1GP | TRAFFORD WHARF ROAD |  | STRETFORD | GREATER MANCHESTER | M17 1GP | ENGLAND | 380783 | 396661 | SOUTH MANCHESTER GSP | STRETFORD GRID | TRAFFORD (100634) | 0.4 | ELECTRICITY NORTH WEST LIMITED | PV | NO | 0 | 0 | 0.48 |  |  |  | 0 | 0 | 0 |  |  |  | 0 | 0 | 0 |  | CONNECTED | 0.48 | 0.48 | 0.48 | 0.27 | 0.27 | 2024-07-12 | 0 |  |  | 0 | 0 | [8 empty] | 2024-04-15 00:00:00 | 53.4663 | -2.2909
DATA NOT AVAILABLE | DATA NOT AVAILABLE | PATH ENERGY | 77 RIPPONDEN ROAD OLDHAM | 77 RIPPONDEN ROAD |  | OLDHAM | GREATER MANCHESTER | OL1 4EL | ENGLAND | 394181 | 405855 | WHITEGATE GSP | GREENHILL | WATERHEAD (302852) | 0.4 | ELECTRICITY NORTH WEST LIMITED | PV | NO | 0 | 0 | 0.1 |  |  |  | 0 | 0 | 0 |  |  |  | 0 | 0 | 0 |  | ACCEPTED TO CONNECT | 0 |  |  | 0 | 0 |  | 0.1 | 0.1 | 0.1 | 0.02 | 0.02 | 45281 | [7 empty] | 2024-04-15 00:00:00 | 53.5493 | -2.0893
DATA NOT AVAILABLE | DATA NOT AVAILABLE | POWER & ENERGY LTD | BIRKS FARM, BALLAM ROAD, LYTHAM | BIRKS FARM | BALLAM ROAD | LYTHAM | LANCASHIRE | FY8 4NL | ENGLAND | 336578 | 429039 | PENWORTHAM WEST GSP - STANAH | LYTHAM | ANSDELL (400101) | 0.4 | ELECTRICITY NORTH WEST LIMITED | PV | NO | 0 | 0 | 0.0875 |  |  |  | 0 | 0 | 0 |  |  |  | 0 | 0 | 0 |  | CONNECTED | 0.0875 | 6.0999999999999999E-2 | 6.0999999999999999E-2 | 0.02 | 0.02 |  | 0 |  |  | 0 | 0 | [8 empty] | 2024-04-15 00:00:00 | 53.7538 | -2.9633
DATA NOT AVAILABLE | DATA NOT AVAILABLE | FLOW & EBB RENEWABLES LTD | THYSSEN KRUPP MATERIALS UK LTD | 76-80, WALTON SUMMIT CENTRE | BAMBER BRIDGE | PRESTON | LANCASHIRE | PR5 8AD | ENGLAND | 357088 | 425221 | PENWORTHAM EAST GSP - ROCHDALE GSP | RIBBLE GSP | BAMBER BRIDGE (400201) | 11 | ELECTRICITY NORTH WEST LIMITED | PV | NO | 0 | 0 | 0.5 |  |  |  | 0 | 0 | 0 |  |  |  | 0 | 0 | 0 | NO | ACCEPTED TO CONNECT | 0 |  |  | 0 | 0 |  | 0.5 | 0.5 | 0.5 | 0.667 | 0.667 | 45387 | [7 empty] | 2024-04-15 00:00:00 | 53.7216 | -2.6518
DATA NOT AVAILABLE | DATA NOT AVAILABLE | ORTUS ENERGY LTD | THE FOOD WAREHOUSE - ICELAND FOODS LTD | HATTERSLEY RETAIL PARK | HATTERSLEY WAY | ORMSKIRK | LANCASHIRE | L39 2XF | ENGLAND | 341821 | 408787 | WASHWAY FARM GSP - KIRKBY GSP | SKELMERSDALE GRID | ORMSKIRK (400210) | 0.4 | ELECTRICITY NORTH WEST LIMITED | PV | NO | 0 | 0 | 0.165 |  |  |  | 0 | 0 | 0 |  |  |  | 0 | 0 | 0 | NO | ACCEPTED TO CONNECT | 0 |  |  | 0 | 0 |  | 0.165 | 0.16500000000000001 | 0.16500000000000001 | 0.165 | 0.165 | 45385 | [7 empty] | 2024-04-15 00:00:00 | 53.5724 | -2.88
DATA NOT AVAILABLE | DATA NOT AVAILABLE | SUSTAINABLE POWER LTD | FOCAL DESIGN LIMITED | CHURCH ROAD | NEWMILLS | HIGH PEAK | CHESHIRE | SK22 4NG | ENGLAND | 400260 | 385167 | STALYBRIDGE | NEW MILLS | GOWHOLE (301671) | 0.4 | ELECTRICITY NORTH WEST LIMITED | PV | NO | 0 | 0 | 0.175 |  |  |  | 0 | 0 | 0 |  |  |  | 0 | 0 | 0 | NO | ACCEPTED TO CONNECT | 0 |  |  | 0 | 0 |  | 0.175 | 0.17499999999999999 | 0.17499999999999999 | 0.08 | 0.08 | 45394 | [7 empty] | 2024-04-15 00:00:00 | 53.3634 | -1.9976
DATA NOT AVAILABLE | DATA NOT AVAILABLE | ENERGY FORCE | PRESTON VOLVO | BLUEBELL WAY |  | PRESTON | LANCASHIRE | PR2 5PZ | ENGLAND | 356587 | 432707 | PENWORTHAM EAST GSP - ROCHDALE GSP | PRESTON EAST | PRESTON EAST | 0.4 | ELECTRICITY NORTH WEST LIMITED | PV | NO | 0 | 0 | 0.1 |  |  |  | 0 | 0 | 0 |  |  |  | 0 | 0 | 0 | NO | ACCEPTED TO CONNECT | 0 |  |  | 0 | 0 |  | 0.1 | 0.1 | 0.1 | 0.1 | 0.1 | 45398 | [7 empty] | 2024-04-15 00:00:00 | 53.7889 | -2.6604
DATA NOT AVAILABLE | DATA NOT AVAILABLE | PHOTON ENERGY LTD | ADI GARDINER LTD, UNIT 6 | BROADGATE BUSINESS PARK | BROADWAY | CHADDERTON | LANCASHIRE | OL9 9XA | ENGLAND | 389041 | 403901 | WHITEGATE GSP | CHADDERTON GRID | CHADDERTON (300029) | 0.4 | ELECTRICITY NORTH WEST LIMITED | PV | NO | 0 | 0 | 0.2 |  |  |  | 0 | 0 | 0 |  |  |  | 0 | 0 | 0 | NO | ACCEPTED TO CONNECT | 0 |  |  | 0 | 0 |  | 0.2 | 0.2 | 0.2 | 0.25 | 0.25 | 45404 | [7 empty] | 2024-04-15 00:00:00 | 53.5316 | -2.1668
DATA NOT AVAILABLE | DATA NOT AVAILABLE | PATH ENERGY | TRITECH INTERNATIONAL | OUBAS HILL | NEXT NESS LANE | ULVERSTON | CUMBRIA | LA12 7LB | ENGLAND | 329663 | 478567 | HARKER - HUTTON | ULVERSTON | ULVERSTON PRIMARY (609036) | 0.4 | ELECTRICITY NORTH WEST LIMITED | PV | NO | 0 | 0 | 0.19 |  |  |  | 0 | 0 | 0 |  |  |  | 0 | 0 | 0 | NO | ACCEPTED TO CONNECT | 0 |  |  | 0 | 0 |  | 0.19 | 0.19 | 0.19 | 0.19 | 0.19 | 45412 | [7 empty] | 2024-04-15 00:00:00 | 54.198 | -3.0796
DATA NOT AVAILABLE | DATA NOT AVAILABLE | A CLASS PLUMBING & ELECTRICAL | BRYNING HALL FARM | BRYNING | WREA GREEN | PRESTON | LANCASHIRE | PR4 3PP | ENGLAND | 339769 | 429831 | PENWORTHAM WEST GSP / STANAH GSP GROUP | PEEL | WARTON | 0.4 | ELECTRICITY NORTH WEST LIMITED | PV | NO | 0 | 0 | 0.063 |  |  |  | 0 | 0 | 0 |  |  |  | 0 | 0 | 0 | NO | ACCEPTED TO CONNECT | 0 |  |  | 0 | 0 |  | 0.063 | 6.3E-2 | 6.3E-2 | 0.063 | 0.063 | 2024-05-21 | [7 empty] | 2024-06-12 00:00:00 | 53.7613 | -2.9151
DATA NOT AVAILABLE | DATA NOT AVAILABLE | IVEGATE LTD | UNIT J1 JAMES KEARNS AVENUE, KINGSWAY BUSINESS PARK, ROCHDALE (NEW SUB) | JAMES KEARNS AVENUE | KINGSWAY BUSINESS PARK | ROCHDALE | GREATER MANCHESTER | OL16 4NZ | ENGLAND | 391355 | 411502 | PADIHAM - ROCHDALE GSP | BELFIELD GRID | KINGSWAY PRY (305100) | 11 | ELECTRICITY NORTH WEST LIMITED | PV | NO | 0 | 0 | 0.1 |  |  |  | 0 | 0 | 0 |  |  |  | 0 | 0 | 0 | NO | ACCEPTED TO CONNECT | 0 |  |  | 0 | 0 |  | 0.1 | 0.1 | 0.1 | 0.63 | 0.63 | 2024-05-02 | [7 empty] | 2024-06-12 00:00:00 | 53.6 | -2.1321
DATA NOT AVAILABLE | DATA NOT AVAILABLE | IVEGATE LTD | UNIT J2 | JAMES KEARNS AVENUE | KINGSWAY BUSINESS PARK | ROCHDALE | GREATER MANCHESTER | OL16 4NZ | ENGLAND | 391355 | 411502 | ROCHDALE SGTS 2 3 4 | BELFIELD | KINGSWAY | 11 | ELECTRICITY NORTH WEST LIMITED | PV | NO | 0 | 0 | 0.08 |  |  |  | 0 | 0 | 0 |  |  |  | 0 | 0 | 0 | NO | ACCEPTED TO CONNECT | 0 |  |  | 0 | 0 |  | 0.08 | 0.08 | 0.08 | 0.49 | 0.49 | 2024-05-02 | [7 empty] | 2024-06-12 00:00:00 | 53.6 | -2.1321
DATA NOT AVAILABLE | DATA NOT AVAILABLE | CARLTON ELECTRICAL | EVANS AUTOBODY | MOOR LANE | FLOOKBOURGH | GRANGE-OVER-SANDS | CUMBRIA | LA11 7LS | ENGLAND | 336857 | 474771 | HARKER ENWL SGTS 1 2 3A 4 / HUTTON GSP GROUP | ULVERSTON | GRANGE | 11 | ELECTRICITY NORTH WEST LIMITED | PV | NO | 0 | 0 | 0.05 |  |  |  | 0 | 0 | 0 |  |  |  | 0 | 0 | 0 | NO | ACCEPTED TO CONNECT | 0 |  |  | 0 | 0 |  | 0.05 | 0.05 | 0.05 | 0.05 | 0.05 | 2024-05-01 | [7 empty] | 2024-06-12 00:00:00 | 54.1648 | -2.9686
DATA NOT AVAILABLE | DATA NOT AVAILABLE | WESTWOOD ENERGY LTD | TODDERSTAFFE HALL FARM |  | SINGLETON | POULTON-LE-FYLDE | LANCASHIRE | FY6 8LF | ENGLAND | 336807 | 436695 | PENWORTHAM WEST GSP / STANAH GSP GROUP | BISPHAM | POULTON | 11 | ELECTRICITY NORTH WEST LIMITED | PV | NO | 0 | 0 | 0.05 |  |  |  | 0 | 0 | 0 |  |  |  | 0 | 0 | 0 | NO | ACCEPTED TO CONNECT | 0 |  |  | 0 | 0 |  | 0.05 | 0.05 | 0.05 | 0.11 | 0.11 | 2024-05-22 | [7 empty] | 2024-06-12 00:00:00 | 53.8227 | -2.9614
DATA NOT AVAILABLE | DATA NOT AVAILABLE | ESP ELECTRICITY LTD | ESPE033249 COWLISHAW FARM ROYTON, OLDHAM | COWLISHAW FARM | ROYTON | OLDHAM | GREATER MANCHESTER | OL2 6LQ | ENGLAND | 392956 | 408612 | WHITEGATE GSP | ROYTON | ROYTON | 6.6 | ELECTRICITY NORTH WEST LIMITED | PV | NO | 0 | 0 | 0.143 |  |  |  | 0 | 0 | 0 |  |  |  | 0 | 0 | 0 | NO | CONNECTED | 0.143 | 0.14299999999999999 | 0.14299999999999999 | 0.791 | 0.791 | 2024-05-08 | 0.143 | 0.14299999999999999 | 0.14299999999999999 | 0.791 | 0.791 | 2024-05-08 | [7 empty] | 2024-09-13 00:00:00 | 53.5741 | -2.1078
DATA NOT AVAILABLE | DATA NOT AVAILABLE | SOL PV GROUP | FIRE-MECH UNIT 3, URBAN PARK, GEORGE STEPHENSON AVE, KINGSWAY, ROCHDALE | UNIT 3 URBAN PARK | GEORGE STEPHENSON AVE, KINGSWAY | ROCHDALE | GREATER MANCHESTER | OL16 4NG | ENGLAND | 391840 | 411814 | PADIHAM - ROCHDALE GSP | BELFIELD GRID | KINGSWAY PRY (305100) | 0.4 | ELECTRICITY NORTH WEST LIMITED | PV | NO | 0 | 0 | 0.05 |  |  |  | 0 | 0 | 0 |  |  |  | 0 | 0 | 0 | NO | ACCEPTED TO CONNECT | 0 |  |  | 0 | 0 |  | 0.05 | 0.05 | 0.05 | 0.21 | 0.21 | 2024-05-20 | [7 empty] | 2024-06-12 00:00:00 | 53.6028 | -2.1248
DATA NOT AVAILABLE | DATA NOT AVAILABLE | CREATE ENERGY LTD | DONKEY CREEK CARAVAN PARK | NAZE LANE EAST, FRECKLETON | FRECKLETON | PRESTON | LANCASHIRE | PR4 1RA | ENGLAND | 343165 | 428199 | PENWORTHAM WEST GSP / STANAH GSP GROUP | PEEL | HALL CROSS | 0.4 | ELECTRICITY NORTH WEST LIMITED | PV | NO | 0 | 0 | 0.05 | STORED ENERGY (ALL STORED ENERGY IRRESPECTIVE OF THE ORIGINAL ENERGY SOURCE) | STORAGE - ELECTRICAL | NO | 0 | 0 | 0.03 |  |  |  | 0 | 0 | 0 | NO | ACCEPTED TO CONNECT | 0 |  |  | 0 | 0 |  | 0.08 | 0.08 | 0.08 | 0.08 | 0.08 | 2024-05-29 | [7 empty] | 2024-06-12 00:00:00 | 53.747 | -2.8633
DATA NOT AVAILABLE | DATA NOT AVAILABLE | SIGMA M&E LIMITED | MORRISONS | THE STRAND |  | BARROW IN FURNESS | CUMBRIA | LA14 2HF | ENGLAND | 300058 | 468739 | HARKER ENWL SGTS 1 2 3A 4 / HUTTON GSP GROUP | BARROW & SANDGATE | SANDGATE | 11 | ELECTRICITY NORTH WEST LIMITED | PV | NO | 0 | 0 | 0.416 |  |  |  | 0 | 0 | 0 |  |  |  | 0 | 0 | 0 | NO | ACCEPTED TO CONNECT | 0 |  |  | 0 | 0 |  | 0.416 | 0.41599999999999998 | 0.41599999999999998 | 0.416 | 0.416 | 2024-06-12 | [7 empty] | 2024-07-12 00:00:00 | 54.1048 | -3.53
DATA NOT AVAILABLE | DATA NOT AVAILABLE | PERFECT SENSE ENERGY | PEPPER LANE |  |  | WIGAN | GREATER MANCHESTER | WN6 0PP | ENGLAND | 354833 | 411508 | PENWORTHAM WEST GSP / STANAH GSP GROUP | WRIGHTINGTON | STANDISH | 0.4 | ELECTRICITY NORTH WEST LIMITED | PV | NO | 0 | 0 | 0.1 |  |  |  | 0 | 0 | 0 |  |  |  | 0 | 0 | 0 | NO | ACCEPTED TO CONNECT | 0 |  |  | 0 | 0 |  | 0.1 | 0.1 | 0.1 | 0.19 | 0.19 | 2024-06-12 | [7 empty] | 2024-07-12 00:00:00 | 53.5982 | -2.684
DATA NOT AVAILABLE | DATA NOT AVAILABLE | EMBER ENERGY | WINTER TARN |  | WINTER TARN, NEWBY, PENRITH CA10 3EW | PENRITH | CUMBRIA | CA10 3EW | ENGLAND | 357943 | 517112 | HARKER ENWL SGTS 1 2 3A 4 / HUTTON GSP GROUP | PENRITH & SHAP | SHAP | 0.4 | ELECTRICITY NORTH WEST LIMITED | PV | NO | 0 | 0 | 0.2 |  |  |  | 0 | 0 | 0 |  |  |  | 0 | 0 | 0 | NO | ACCEPTED TO CONNECT | 0 |  |  | 0 | 0 |  | 0.2 | 0.2 | 0.2 | 0.06 | 0.06 | 2024-06-17 | [7 empty] | 2024-07-12 00:00:00 | 54.5475 | -2.6517
DATA NOT AVAILABLE | DATA NOT AVAILABLE | PHOTON ENERGY LTD | WEST CUMBERLAND HOSPITAL | HOMEWOOD RD | HENSINGHAM | WHITEHAVEN | CUMBRIA | CA28 8JG | ENGLAND | 299120 | 516060 | HARKER ENWL SGTS 1 2 3A 4 / HUTTON GSP GROUP | EGREMONT | HENSINGHAM | 0.4 | ELECTRICITY NORTH WEST LIMITED | PV | NO | 0 | 0 | 0.066 |  |  |  | 0 | 0 | 0 |  |  |  | 0 | 0 | 0 | NO | ACCEPTED TO CONNECT | 0 |  |  | 0 | 0 |  | 0.066 | 6.6000000000000003E-2 | 6.6000000000000003E-2 | 0.066 | 0.066 | 2024-06-24 | [7 empty] | 2024-07-12 00:00:00 | 54.5297 | -3.5604
DATA NOT AVAILABLE | DATA NOT AVAILABLE | PERFECT SENSE ENERGY | WERFEN PHASE 2 | 715 EDDINGTON WAY | RISLEY | WARRINGTON | CHESHIRE | WA3 6BA | ENGLAND | 365626 | 392444 | RISLEY | RISLEY | RISLEY | 0.4 | ELECTRICITY NORTH WEST LIMITED | PV | NO | 0 | 0 | 0.12 |  |  |  | 0 | 0 | 0 |  |  |  | 0 | 0 | 0 | NO | ACCEPTED TO CONNECT | 0 |  |  | 0 | 0 |  | 0.12 | 0.12 | 0.12 | 0.25 | 0.25 | 2024-06-20 | [7 empty] | 2024-07-12 00:00:00 | 53.4277 | -2.5188
DATA NOT AVAILABLE | DATA NOT AVAILABLE | GREENLITE GROUP | EDGE HILL UNIVERSITY | NEW STUDENT UNION | ST HELENS RD | ORMSKIRK | LANCASHIRE | L39 4QP | ENGLAND | 342145 | 407446 | WASHWAY FARM GSP / KIRKBY GSP GROUP | SKELMERSDALE | ORMSKIRK | 0.4 | ELECTRICITY NORTH WEST LIMITED | PV | NO | 0 | 0 | 0.06 |  |  |  | 0 | 0 | 0 |  |  |  | 0 | 0 | 0 | NO | ACCEPTED TO CONNECT | 0 |  |  | 0 | 0 |  | 0.06 | 0.06 | 0.06 | 0.06 | 0.06 | 2024-06-18 | [7 empty] | 2024-07-12 00:00:00 | 53.5604 | -2.8749
DATA NOT AVAILABLE | DATA NOT AVAILABLE | LEACH STRUCTURAL STEEL LTD | LEACH STRUCTURAL STEEL LTD, BROCKHOLES WAY, CLAUGHTON ON BROCK, PRESTON | LEACH STRUCTURAL STEEL LTD | BROCKHOLES WAY, CLAUGHTON ON BROCK | PRESTON | LANCASHIRE | PR3 0PZ | ENGLAND | 350469 | 442167 | PENWORTHAM EAST GSP - ROCHDALE GSP | RIBBLE GSP | CATTERALL WATER WKS (609912) | 0.4 | ELECTRICITY NORTH WEST LIMITED | PV | NO | 0 | 0 | 0.498 |  |  |  | 0 | 0 | 0 |  |  |  | 0 | 0 | 0 |  | CONNECTED | 0.498 | 0.498 | 0.498 | 0.5 | 0.5 | 2023-12-14 | 0 |  |  | 0 | 0 | [8 empty] | 2024-09-13 00:00:00 | 53.8733 | -2.7548
DATA NOT AVAILABLE | DATA NOT AVAILABLE | EMBER ENERGY | WHITWORTH LEISURE CENTRE CIC JOHN STREET WHITWORTH MANCHESTER, ROCHDALE | WHITWORTH LEISURE CENTRE CIC | JOHN STREET WHITWORTH | ROCHDALE | GREATER MANCHESTER | OL12 8BT | ENGLAND | 388677 | 418800 | PADIHAM - ROCHDALE GSP | ROCHDALE CENTRAL | WHITWORTH (304887) | 0.4 | ELECTRICITY NORTH WEST LIMITED | PV | NO | 0 | 0 | 0.05 |  |  |  | 0 | 0 | 0 |  |  |  | 0 | 0 | 0 |  | ACCEPTED TO CONNECT | 0 |  |  | 0 | 0 |  | 0.05 | 3.5000000000000003E-2 | 3.5000000000000003E-2 | 0.06 | 0.06 | 2024-04-24 | [7 empty] | 2024-09-13 00:00:00 | 53.6656 | -2.1728
DATA NOT AVAILABLE | DATA NOT AVAILABLE | GO LOW CARBON | TG NORMAN SHED 25 FRANCISMOOR WOOD, BRAMPTON ROAD (PAULS PROJECT) | TG NORMAN SHED 25 FRANCISMOOR WOOD | 25 FRANCISMOOR WOOD, BRAMPTON ROAD | CARLISLE | CUMBRIA | CA6 5TR | ENGLAND | 340706 | 566889 | HARKER - HUTTON | CARLISLE 33KV | WESTLINTON (609617) | 0.4 | ELECTRICITY NORTH WEST LIMITED | PV | NO | 0 | 0 | 0.072 |  |  |  | 0 | 0 | 0 |  |  |  | 0 | 0 | 0 |  | CONNECTED | 0.072 | 7.1999999999999995E-2 | 7.1999999999999995E-2 | 0.25 | 0.25 | 2024-05-20 | 0 |  |  | 0 | 0 | [8 empty] | 2024-09-13 00:00:00 | 54.993 | -2.9283
DATA NOT AVAILABLE | DATA NOT AVAILABLE | EMBER ENERGY | MINERVA FABRICS, ATLAS ROAD, DARWEN | MINERVA FABRICS | ATLAS ROAD | DARWEN | LANCASHIRE | BB3 3BY | ENGLAND | 296364 | 514748 | PENWORTHAM EAST GSP - ROCHDALE GSP | LOWER DARWEN BSP | EXCHANGE ST (400007) | 0.4 | ELECTRICITY NORTH WEST LIMITED | PV | NO | 0 | 0 | 0.096 |  |  |  | 0 | 0 | 0 |  |  |  | 0 | 0 | 0 |  | CONNECTED | 0.096 | 0.04 | 0.04 | 0.06 | 0.06 | 2024-04-03 | 0 |  |  | 0 | 0 | [8 empty] | 2024-09-13 00:00:00 | 54.5174 | -3.6025
DATA NOT AVAILABLE | DATA NOT AVAILABLE | ALLEY | ROADCHEF KILLINGTON LAKE SERVICES M6, KILLINGTON, KENDAL | ROADCHEF KILLINGTON LAKE SERVICES M6 | KILLINGTON | KENDAL | CUMBRIA | LA8 0NW | ENGLAND | 358790 | 491137 | HARKER - HUTTON | KENDAL-PARKSIDE RD | SEDBERGH (609055) | 0.4 | ELECTRICITY NORTH WEST LIMITED | BATTERY | NO | 0 | 0 | 0.178 |  |  |  | 0 | 0 | 0 |  |  |  | 0 | 0 | 0 |  | CONNECTED | 0.178 | 0.1 | 0.1 | 0.16 | 0.16 | 2024-08-08 | 0 |  |  | 0 | 0 | [8 empty] | 2024-09-13 00:00:00 | 54.3141 | -2.635
DATA NOT AVAILABLE | DATA NOT AVAILABLE | ENERGY GAIN UK LTD | DUDLEY INDUSTRIES LIMITED, PRESTON ROAD, LYTHAM ST ANNES | DUDLEY INDUSTRIES LIMITED | PRESTON ROAD | LYTHAM ST ANNES | LANCASHIRE | FY8 5AT | ENGLAND | 338256 | 427963 | PENWORTHAM WEST GSP - STANAH | LYTHAM | SOUTH PK (400106) | 0.4 | ELECTRICITY NORTH WEST LIMITED | PV | NO | 0 | 0 | 0.44 |  |  |  | 0 | 0 | 0 |  |  |  | 0 | 0 | 0 |  | CONNECTED | 0.44 | 0.44 | 0.44 | 0.8 | 0.8 | 2024-06-13 | 0 |  |  | 0 | 0 | [8 empty] | 2024-09-13 00:00:00 | 53.7444 | -2.9377
DATA NOT AVAILABLE | DATA NOT AVAILABLE | SMART HOME ELECTRICALS | STREET CRANE COMPANY LTD TOWN END WORKS, CHAPEL-EN-LE-FRITH, HIGH PEAK, SK23 0PH | STREET CRANE COMPANY LTD | TOWN END WORKS, CHAPEL-EN-LE-FRITH | HIGH PEAK | CHESHIRE | SK23 0PH | ENGLAND | 406498 | 380949 | STALYBRIDGE | NEW MILLS | FERODO (302534) | 0.4 | ELECTRICITY NORTH WEST LIMITED | PV | NO | 0 | 0 | 0.1 |  |  |  | 0 | 0 | 0 |  |  |  | 0 | 0 | 0 |  | CONNECTED | 0.1 | 0.1 | 0.1 | 0.3 | 0.3 | 2024-08-16 | 0 |  |  | 0 | 0 | [8 empty] | 2024-09-13 00:00:00 | 53.3254 | -1.9039
DATA NOT AVAILABLE | DATA NOT AVAILABLE | TECHNICAL & DEVELOPMENT SERVICES | DINTING ROAD |  |  | GLOSSOP | CHESHIRE | SK13 7UU | ENGLAND | 401964 | 394980 | STALYBRIDGE GSP | HYDE | HADFIELD | 0.4 | ELECTRICITY NORTH WEST LIMITED | PV | NO | 0 | 0 | 0.223 |  |  |  | 0 | 0 | 0 |  |  |  | 0 | 0 | 0 | NO | ACCEPTED TO CONNECT | 0 |  |  | 0 | 0 |  | 0.223 | 0.223 | 0.223 | 0.173 | 0.173 | 2024-08-19 | [7 empty] | 2024-09-13 00:00:00 | 53.4516 | -1.9719
DATA NOT AVAILABLE | DATA NOT AVAILABLE | CENTRECO (UK) LTD | CAMFIL (UK) LTD. KNOWSLEY ROAD | HASLINGDEN BB4 4RR |  | HASLINGDEN | LANCASHIRE | BB4 4RR | ENGLAND | 378898 | 421753 | PADIHAM GSP | ROSSENDALE | RAWTENSTALL RD | 6.6 | ELECTRICITY NORTH WEST LIMITED | PV | NO | 0 | 0 | 0.2 |  |  |  | 0 | 0 | 0 |  |  |  | 0 | 0 | 0 | NO | ACCEPTED TO CONNECT | 0 |  |  | 0 | 0 |  | 0.2 | 0.2 | 0.2 | 0.4 | 0.4 | 2024-08-15 | [7 empty] | 2024-09-13 00:00:00 | 53.6918 | -2.321
DATA NOT AVAILABLE | DATA NOT AVAILABLE | UPS SOLAR LTD | FARRADAY HOUSE | COTTAM STREET |  | BURY | GREATER MANCHESTER | BL8 1QQ | ENGLAND | 379471 | 411372 | KEARSLEY 132 GSP | BURY | CHAMBERHALL | 0.4 | ELECTRICITY NORTH WEST LIMITED | PV | NO | 0 | 0 | 0.07 |  |  |  | 0 | 0 | 0 |  |  |  | 0 | 0 | 0 | NO | ACCEPTED TO CONNECT | 0 |  |  | 0 | 0 |  | 0.07 | 7.0000000000000007E-2 | 7.0000000000000007E-2 | 0.082 | 0.082 | 2024-08-15 | [7 empty] | 2024-09-13 00:00:00 | 53.5985 | -2.3117
DATA NOT AVAILABLE | DATA NOT AVAILABLE | DRW LTD | STORY HOUSE | LORDS WAY | KINGMOOR BUSINESS PARK | CARLISLE | CUMBRIA | CA6 4SL | ENGLAND | 338282 | 560297 | HARKER ENWL SGTS 1 2 3A 4 / HUTTON GSP GROUP | CARLISLE NORTH | CARLISLE NORTH | 11 | ELECTRICITY NORTH WEST LIMITED | PV | NO | 0 | 0 | 0.06 |  |  |  | 0 | 0 | 0 |  |  |  | 0 | 0 | 0 | NO | ACCEPTED TO CONNECT | 0 |  |  | 0 | 0 |  | 0.06 | 0.06 | 0.06 | 0.06 | 0.06 | 2024-08-08 | [7 empty] | 2024-09-13 00:00:00 | 54.9335 | -2.9647
DATA NOT AVAILABLE | DATA NOT AVAILABLE | BGREENN LIMITED | MDS HEALTHCARE LTD | 464 RANGLET ROAD |  | PRESTON | LANCASHIRE | PR5 8AR | ENGLAND | 357828 | 425082 | PENWORTHAM WEST GSP / STANAH GSP GROUP | LEYLAND | HIGHER WALTON | 11 | ELECTRICITY NORTH WEST LIMITED | PV | NO | 0 | 0 | 0.075 |  |  |  | 0 | 0 | 0 |  |  |  | 0 | 0 | 0 | NO | ACCEPTED TO CONNECT | 0 |  |  | 0 | 0 |  | 0.075 | 7.4999999999999997E-2 | 7.4999999999999997E-2 | 0.075 | 0.075 | 2024-08-27 | [7 empty] | 2024-09-13 00:00:00 | 53.7204 | -2.6405
DATA NOT AVAILABLE | DATA NOT AVAILABLE | HARRISON & LEA LTD | BLACKPOOL TRANSPORT HUB | RIGBY ROAD |  | BLACKPOOL | LANCASHIRE | FY1 5DD | ENGLAND | 330668 | 435051 | PENWORTHAM WEST GSP / STANAH GSP GROUP | BLACKPOOL | SHANNON ST SOUTH | 0.4 | ELECTRICITY NORTH WEST LIMITED | PV | NO | 0 | 0 | 0.06 |  |  |  | 0 | 0 | 0 |  |  |  | 0 | 0 | 0 | NO | ACCEPTED TO CONNECT | 0 |  |  | 0 | 0 |  | 0.06 | 0.06 | 0.06 | 0.15 | 0.15 | 2024-07-09 | [7 empty] | 2024-09-17 00:00:00 | 53.8071 | -3.0543
DATA NOT AVAILABLE | DATA NOT AVAILABLE | APTUS UTILITIES | 2208.055 18 DNO PLOTS | WINDERMERE RD |  | WHITEHAVEN | CUMBRIA | CA28 9LU | ENGLAND | 297176 | 515930 | HARKER ENWL SGTS 1 2 3A 4 / HUTTON GSP GROUP | EGREMONT | SLIPWAY | 0.4 | ELECTRICITY NORTH WEST LIMITED | PV | NO | 0 | 0 | 0.075 |  |  |  | 0 | 0 | 0 |  |  |  | 0 | 0 | 0 | NO | ACCEPTED TO CONNECT | 0 |  |  | 0 | 0 |  | 0.075 | 7.4999999999999997E-2 | 7.4999999999999997E-2 | 0.126 | 0.126 | 2024-07-11 | [7 empty] | 2024-09-17 00:00:00 | 54.5282 | -3.5904
DATA NOT AVAILABLE | DATA NOT AVAILABLE | AMNIS GROUP LIMITED | 23114 - BAF 23114 - BURNS ANIMAL FOODS | ST HELENS ROAD BL3 3SS |  | BOLTON | GREATER MANCHESTER | BL3 3SS | ENGLAND | 368919 | 406641 | KEARSLEY 132 GSP | ATHERTON | ATHERTON TOWN CENTRE | 0.4 | ELECTRICITY NORTH WEST LIMITED | PV | NO | 0 | 0 | 0.1 |  |  |  | 0 | 0 | 0 |  |  |  | 0 | 0 | 0 | NO | ACCEPTED TO CONNECT | 0 |  |  | 0 | 0 |  | 0.1 | 0.1 | 0.1 | 0.16 | 0.16 | 2024-07-16 | [7 empty] | 2024-09-17 00:00:00 | 53.5555 | -2.4706
DATA NOT AVAILABLE | DATA NOT AVAILABLE | PURDHAM AND WAUGH LTD | AREA 13 HIGHWAYS DEPOT | AGRICULTURAL HALL | SKIRSGILL | PENIRTH | CUMBRIA | CA11 0DN | ENGLAND | 350765 | 529047 | HARKER ENWL SGTS 1 2 3A 4 / HUTTON GSP GROUP | PENRITH & SHAP | NEWTONGATE | 0.4 | ELECTRICITY NORTH WEST LIMITED | PV | NO | 0 | 0 | 0.05 |  |  |  | 0 | 0 | 0 |  |  |  | 0 | 0 | 0 | NO | ACCEPTED TO CONNECT | 0 |  |  | 0 | 0 |  | 0.05 | 0.05 | 0.05 | 0.121 | 0.121 | 2024-07-22 | [7 empty] | 2024-09-17 00:00:00 | 54.6541 | -2.7646
DATA NOT AVAILABLE | DATA NOT AVAILABLE | ENERGY ASSETS NETWORKS | EAN47689 PEAR TREE ACADEMY | WORCESTER ROAD |  | CHEADLE HULME | CHESHIRE | SK8 5NW | ENGLAND | 387222 | 387484 | BREDBURY GSP | ADSWOOD | CHEADLE HULME | 6.6 | ELECTRICITY NORTH WEST LIMITED | PV | NO | 0 | 0 | 0.14 |  |  |  | 0 | 0 | 0 |  |  |  | 0 | 0 | 0 | NO | ACCEPTED TO CONNECT | 0 |  |  | 0 | 0 |  | 0.14 | 0.14000000000000001 | 0.14000000000000001 | 0.14 | 0.14 | 2024-07-24 | [7 empty] | 2024-09-17 00:00:00 | 53.384 | -2.1936
DATA NOT AVAILABLE | DATA NOT AVAILABLE | MUA GROUP | MUA0002595 - BCA NUMBER 4321 - MARITIME SITE | 103 BARTON DOCK ROAD | TRAFFORD PARK | MANCHESTER | GREATER MANCHESTER | M32 0YQ | ENGLAND | 378941 | 395649 | SOUTH MANCHESTER GSP | STRETFORD | MOSLEY RD | 6.6 | ELECTRICITY NORTH WEST LIMITED | PV | NO | 0 | 0 | 0.065 |  |  |  | 0 | 0 | 0 |  |  |  | 0 | 0 | 0 | NO | ACCEPTED TO CONNECT | 0 |  |  | 0 | 0 |  | 0.065 | 6.5000000000000002E-2 | 6.5000000000000002E-2 | 0.28 | 0.28 | 2024-07-22 | [7 empty] | 2024-09-17 00:00:00 | 53.4572 | -2.3186
DATA NOT AVAILABLE | DATA NOT AVAILABLE | ESP NETWORK | ESPE033249 COWLISHAW FARM ROYTON, OLDHAM | COWLISHAW FARM | ROYTON | OLDHAM | GREATER MANCHESTER | OL2 6LQ | ENGLAND | 393173 | 408121 | WHITEGATE GSP | ROYTON | ROYTON PRIMARY (300009) | 6.6 | ELECTRICITY NORTH WEST LIMITED | PV | NO | 0 | 0 | 0.143 |  |  |  | 0 | 0 | 0 |  |  |  | 0 | 0 | 0 |  | CONNECTED | 0.143 | 0.14299999999999999 | 0.14299999999999999 | 0.5 | 0.5 | 2024-05-08 | 0 |  |  | 0 | 0 | [8 empty] | 2024-09-13 00:00:00 | 53.5697 | -2.1046
DATA NOT AVAILABLE | DATA NOT AVAILABLE | U ENERGY (YORKSHIRE) LTD | CYGNET HOSPITAL | BEHAVIOURAL HEALTH | CYGNET LODGE | SALFORD | GREATER MANCHESTER | M6 7WQ | ENGLAND | 379042 | 400373 | KEARSLEY 132 GSP | AGECROFT | THE HEIGHT | 0.4 | ELECTRICITY NORTH WEST LIMITED | PV | NO | 0 | 0 | 0.06 |  |  |  | 0 | 0 | 0 |  |  |  | 0 | 0 | 0 | NO | ACCEPTED TO CONNECT | 0 |  |  | 0 | 0 |  | 0.06 | 0.06 | 0.06 | 0.06 | 0.06 | 2024-09-02 | [7 empty] | 2024-10-14 00:00:00 | 53.4996 | -2.3174
DATA NOT AVAILABLE | DATA NOT AVAILABLE | CACTUS ENERGY | MCCANN MANCHESTER | BONIS HALL | BONIS HALL LANE | PRESTBURY | CHESHIRE | SK10 4EF | ENGLAND | 390335 | 379040 | MACCLESFIELD 33 GSP | DATA NOT AVAILABLE | WITHYFOLD DRIVE | 0.4 | ELECTRICITY NORTH WEST LIMITED | PV | NO | 0 | 0 | 0.842 |  |  |  | 0 | 0 | 0 |  |  |  | 0 | 0 | 0 | NO | ACCEPTED TO CONNECT | 0 |  |  | 0 | 0 |  | 0.842 | 0.84199999999999997 | 0.84199999999999997 | 0.3 | 0.3 | 2024-09-16 | [7 empty] | 2024-10-14 00:00:00 | 53.3082 | -2.1465
DATA NOT AVAILABLE | DATA NOT AVAILABLE | EDEN SUSTAINABLE LTD | STAR ACADEMIES - EDEN BOYS' SCHOOL PRESTON | ADELAIDE STREET |  | PRESTON | LANCASHIRE | PR1 4BD | ENGLAND | 354935 | 429537 | WHITEGATE GSP | GREENHILL | ST MARYS | 6.6 | ELECTRICITY NORTH WEST LIMITED | PV | NO | 0 | 0 | 0.088 |  |  |  | 0 | 0 | 0 |  |  |  | 0 | 0 | 0 | NO | ACCEPTED TO CONNECT | 0 |  |  | 0 | 0 |  | 0.088 | 8.7999999999999995E-2 | 8.7999999999999995E-2 | 0.088 | 0.088 | 2024-09-19 | [7 empty] | 2024-10-14 00:00:00 | 53.7602 | -2.685
DATA NOT AVAILABLE | DATA NOT AVAILABLE | CENTRECO (UK) LTD | PSV GLASS & GLAZING LTD | UNIT S2 TOUCHET HALL ROAD | MIDDLETON | MANCHESTER | GREATER MANCHESTER | M24 2RT | ENGLAND | 389362 | 407713 | WHITEGATE GSP | GREENHILL | WILLOWBANK | 0.4 | ELECTRICITY NORTH WEST LIMITED | PV | NO | 0 | 0 | 0.07 |  |  |  | 0 | 0 | 0 |  |  |  | 0 | 0 | 0 | NO | ACCEPTED TO CONNECT | 0 |  |  | 0 | 0 |  | 0.07 | 7.0000000000000007E-2 | 7.0000000000000007E-2 | 0.036 | 0.036 | 2024-09-18 | [7 empty] | 2024-10-14 00:00:00 | 53.5659 | -2.1621
DATA NOT AVAILABLE | DATA NOT AVAILABLE | INRANGE LTD | THE RANGE BARROW-IN -FURNESS | THE RANGE 133 DUKE STREET |  | BARROW-IN-FURNESS | CUMBRIA | LA14 1XW | ENGLAND | 319520 | 469393 | HARKER ENWL SGTS 1 2 3A 4 / HUTTON GSP GROUP | BARROW & SANDGATE | CHATSWORTH ST | 11 | ELECTRICITY NORTH WEST LIMITED | PV | NO | 0 | 0 | 0.1 |  |  |  | 0 | 0 | 0 |  |  |  | 0 | 0 | 0 | NO | ACCEPTED TO CONNECT | 0 |  |  | 0 | 0 |  | 0.1 | 0.1 | 0.1 | 0.1 | 0.1 | 2024-09-24 | [7 empty] | 2024-10-14 00:00:00 | 54.1141 | -3.2326
DATA NOT AVAILABLE | DATA NOT AVAILABLE |  |  | BRITISH GAS 97 TALBOT RD MANCHESTER | BRITISH GAS 97 TALBOT RD MANCHESTER | MANCHESTER | GREATER MANCHESTER | M16 0TW | ENGLAND | 381243.73499999999 | 395883.10399999999 | SOUTH MANCHESTER GSP | STRETFORD GRID | CHESTER RD (100610) | 6.6 | ELECTRICITY NORTH WEST LIMITED | PV |  | 0 | 0 | 0.083 |  |  |  | 0 | 0 | 0 |  |  |  | 0 | 0 | 0 |  | CONNECTED | 0.083 | 0.56999999999999995 | 0.6 | 0.665 | 0.7 | 2013-04-01 | 0 |  |  | 0 | 0 | [8 empty] | 2023-05-12 00:00:00 | 53.4594 | -2.284
DATA NOT AVAILABLE | DATA NOT AVAILABLE |  |  | COPTHORNE HOTEL | CLIPPERS QUAY | SALFORD | GREATER MANCHESTER | M5 2XP | ENGLAND | 381181.41700000002 | 396836.69699999999 | KEARSLEY GSP | FREDERICK RD GRID | ROBERT HALL ST (100629) | 6.6 | ELECTRICITY NORTH WEST LIMITED | NATURAL GAS |  | 0 | 0 | 0.11 |  |  |  | 0 | 0 | 0 |  |  |  | 0 | 0 | 0 |  | CONNECTED | 0.11 | 0 | 0 | 0.24225 | 0.255 | 1995-01-01 | 0 |  |  | 0 | 0 | [8 empty] | 2023-05-12 00:00:00 | 53.4679 | -2.2849
DATA NOT AVAILABLE | DATA NOT AVAILABLE |  |  | FIRS FARM CROOKNAKE WIGTON | FIRS FARM CROOKNAKE WIGTON | CARLISLE | CUMBRIA | CA7 1AP | ENGLAND | 320028.64600000001 | 543635.45499999996 | HARKER - HUTTON | CARLISLE 33KV | WIGTON (609618) | 11 | ELECTRICITY NORTH WEST LIMITED | WIND |  | 0 | 0 | 0.225 |  |  |  | 0 | 0 | 0 |  |  |  | 0 | 0 | 0 |  | CONNECTED | 0.225 | 0.22514999999999999 | 0.23699999999999999 | 0.019 | 0.02 | 2014-08-01 | 0 |  |  | 0 | 0 | [8 empty] | 2023-05-12 00:00:00 | 54.7812 | -3.2449
DATA NOT AVAILABLE | DATA NOT AVAILABLE |  |  | SOUTH WALNEY ISLAND LANDFILL | PLOT 2 | BARROW-IN-FURNESS | CUMBRIA | LA14 3YQ | ENGLAND | 320042.26 | 464023.26 | HARKER - HUTTON | BARROW-DEVONSHIRE RD | CHATSWORTH ST (609003) | 11 | ELECTRICITY NORTH WEST LIMITED | LANDFILL GAS |  | 0 | 0 | 0.4 |  |  |  | 0 | 0 | 0 |  |  |  | 0 | 0 | 0 |  | CONNECTED | 0.4 | 0.38 | 0.4 | 0.038 | 0.04 | 2004-05-01 | 0 |  |  | 0 | 0 | [8 empty] | 2023-05-12 00:00:00 | 54.0659 | -3.2232
DATA NOT AVAILABLE | DATA NOT AVAILABLE | UNITED UTILITIES | FAIRHAVEN | FAIRHAVEN PUMP STATION | NO 1 LYTHAM, LYTHAM | LYTHAM ST ANNES | LANCASHIRE | FY1 1EA | ENGLAND | 333589.45899999997 | 427465.60700000002 | PENWORTHAM WEST GSP - STANAH | LYTHAM | ANSDELL (400101) | 6.6 | ELECTRICITY NORTH WEST LIMITED | PV |  | 0 | 0 | 0.22 |  |  |  | 0 | 0 | 0 |  |  |  | 0 | 0 | 0 |  | CONNECTED | 0.22 | 0.20899999999999999 | 0.22 | 0.95 | 1 | 2015-12-17 | 0 |  |  | 0 | 0 | [8 empty] | 2023-05-12 00:00:00 | 53.7393 | -3.0083
DATA NOT AVAILABLE | DATA NOT AVAILABLE |  |  | ASDA LEIGH | ATHERLEIGH WAY | WIGAN | LANCASHIRE | WN7 5RZ | ENGLAND | 365230.82900000003 | 400975.95400000003 | KEARSLEY GSP | ATHERTON | KIRKHALL LN (205316) | 11 | ELECTRICITY NORTH WEST LIMITED | OIL |  | 0 | 0 | 0.64 |  |  |  | 0 | 0 | 0 |  |  |  | 0 | 0 | 0 |  | CONNECTED | 0.64 | 0 | 0 | 0.49305 | 0.519 |  | 0 |  |  | 0 | 0 | [8 empty] | 2023-05-12 00:00:00 | 53.5043 | -2.5257
DATA NOT AVAILABLE | DATA NOT AVAILABLE | KINETICA ENERGY | HIGHFIELD FARM EGREMONT | HIGHFIELD FARM EGREMONT |  | EGREMONT | CUMBRIA | CA22 2TY | ENGLAND | 298696.20400000003 | 512583.967 | HARKER - HUTTON | EGREMONT | EGREMONT PRIMARY (609351) | 11 | ELECTRICITY NORTH WEST LIMITED | WIND |  | 0 | 0 | 0.225 |  |  |  | 0 | 0 | 0 |  |  |  | 0 | 0 | 0 |  | CONNECTED | 0.225 | 0.22040000000000001 | 0.23200000000000001 | 0.019 | 0.02 | 2014-04-17 | 0 |  |  | 0 | 0 | [8 empty] | 2023-05-12 00:00:00 | 54.4984 | -3.5657
DATA NOT AVAILABLE | DATA NOT AVAILABLE |  |  | TESCO BLACKLEYVICTORIA AVE EAST | TESCO BLACKLEYVICTORIA AVE EAST | MANCHESTER | GREATER MANCHESTER | M9 6HB | ENGLAND | 386386.10399999999 | 404042.33299999998 | WHITEGATE GSP | RED BANK GRID | HARPURHEY (100614) | 6.6 | ELECTRICITY NORTH WEST LIMITED | NATURAL GAS |  | 0 | 0 | 0.35 |  |  |  | 0 | 0 | 0 |  |  |  | 0 | 0 | 0 |  | CONNECTED | 0.35 | 0 | 0 | 0.28215 | 0.297 | 2013-05-01 | 0 |  |  | 0 | 0 | [8 empty] | 2023-05-12 00:00:00 | 53.5329 | -2.2069
DATA NOT AVAILABLE | DATA NOT AVAILABLE |  |  | TESCO, OLDHAM | TESCO EXTRA, HUDDERSFIELD ROAD | OLDHAM | GREATER MANCHESTER | OL1 3LG | ENGLAND | 394053.929 | 405376.01199999999 | WHITEGATE GSP | GREENHILL | GREENHILL PRIMARY (300024) | 6.6 | ELECTRICITY NORTH WEST LIMITED | BIODIESEL |  | 0 | 0 | 0.25 |  |  |  | 0 | 0 | 0 |  |  |  | 0 | 0 | 0 |  | CONNECTED | 0.25 | 0 | 0 | 0.817 | 0.86 | 2009-10-01 | 0 |  |  | 0 | 0 | [8 empty] | 2023-05-12 00:00:00 | 53.545 | -2.0912
DATA NOT AVAILABLE | DATA NOT AVAILABLE |  |  | CASTLE CARROCK WWTW BRAMPTON | CASTLE CARROCK WWTW BRAMPTON | BRAMPTON | CUMBRIA | CA8 9NE | ENGLAND | 354533.49200000003 | 555127.78500000003 | HARKER - HUTTON | CARLISLE 33KV | CAPONTREE (609611) | 11 | ELECTRICITY NORTH WEST LIMITED | OIL |  | 0 | 0 | 0.275 |  |  |  | 0 | 0 | 0 |  |  |  | 0 | 0 | 0 |  | CONNECTED | 0.275 | 0 | 0 | 0.2717 | 0.286 | 2014-01-01 | 0 |  |  | 0 | 0 | [8 empty] | 2023-05-12 00:00:00 | 54.8888 | -2.7103
DATA NOT AVAILABLE | DATA NOT AVAILABLE |  |  | BEALEYS WEIR, BURY ROAD, RADCLIFFE, MANCHESTER, LANCASHIRE | BEALEYS WEIR, BURY ROAD, RADCLIFFE, MANCHESTER, LANCASHIRE | RADCLIFFE | GREATER MANCHESTER | M26 2XF | ENGLAND | 379670.34499999997 | 409004.64399999997 | KEARSLEY 132 GSP | RADCLIFFE | RADCLIFFE | 11 | ELECTRICITY NORTH WEST LIMITED | HYDRO |  | 0 | 0 | 0.11 |  |  |  | 0 | 0 | 0 |  |  |  | 0 | 0 | 0 |  | CONNECTED | 0.11 | 0.1045 | 0.11 | 0.019 | 0.02 | 2013-04-01 | 0 |  |  | 0 | 0 | [8 empty] | 2023-05-12 00:00:00 | 53.5772 | -2.3085
DATA NOT AVAILABLE | DATA NOT AVAILABLE |  |  | ROACH BRIDGE MILL, PRESTON | ROACH BRIDGE MILL, PRESTON | PRESTON | LANCASHIRE | PR5 0UB | ENGLAND | 359663.66200000001 | 428795.17099999997 | PENWORTHAM WEST GSP - STANAH | LEYLAND BSP | HIGHER WALTON (400207) | 11 | ELECTRICITY NORTH WEST LIMITED | HYDRO |  | 0 | 0 | 0.2 |  |  |  | 0 | 0 | 0 |  |  |  | 0 | 0 | 0 |  | CONNECTED | 0.2 | 0.22324999999999998 | 0.23499999999999999 | 0.114 | 0.12 | 2010-08-01 | 0 |  |  | 0 | 0 | [8 empty] | 2023-05-12 00:00:00 | 53.7539 | -2.6132
DATA NOT AVAILABLE | DATA NOT AVAILABLE |  |  | FAIRFIELD GENERAL HOSPITAL | ROCH HOUSE, FAIRFIELD HOSPITAL | BURY | GREATER MANCHESTER | BL9 7TD | ENGLAND | 383033.46100000001 | 411627.28899999999 | PADIHAM - ROCHDALE GSP | CASTLETON | HEYWOOD (200115) | 6.6 | ELECTRICITY NORTH WEST LIMITED | NATURAL GAS |  | 0 | 0 | 0.095 |  |  |  | 0 | 0 | 0 |  |  |  | 0 | 0 | 0 |  | CONNECTED | 0.095 |  |  | 1.2825 | 1.35 | 1992-09-30 | 0 |  |  | 0 | 0 | [8 empty] | 2023-05-12 00:00:00 | 53.6009 | -2.2579
DATA NOT AVAILABLE | DATA NOT AVAILABLE | RENEWABLE RESOURCES | SAINSBURYS STORE, CARLISLE | SAINSBURYS, CHURCH ST, CARLISLE | SAINSBURYS, CHURCH ST, CARLISLE | CARLISLE | CUMBRIA | CA2 5TF | ENGLAND | 339330.13900000002 | 556218.272 | HARKER - HUTTON | CARLISLE 33KV | JAMES ST (609604) | 11 | ELECTRICITY NORTH WEST LIMITED | PV |  | 0 | 0 | 0.231 |  |  |  | 0 | 0 | 0 |  |  |  | 0 | 0 | 0 |  | CONNECTED | 0.231 | 0 | 0 | 0.47405 | 0.499 | 2013-07-01 | 0 |  |  | 0 | 0 | [8 empty] | 2023-05-12 00:00:00 | 54.897 | -2.9475
DATA NOT AVAILABLE | DATA NOT AVAILABLE |  |  | GREENGATE LANDFILL 2 | GREENSIDE WAY | MANCHESTER | GREATER MANCHESTER | M24 1SW | ENGLAND | 388274.00099999999 | 403890.74200000003 | WHITEGATE GSP | CHADDERTON GRID | CHADDERTON (300029) | 6.6 | ELECTRICITY NORTH WEST LIMITED | LANDFILL GAS |  | 0 | 0 | 0.33 |  |  |  | 0 | 0 | 0 |  |  |  | 0 | 0 | 0 |  | CONNECTED | 0.33 | 1.9 | 2 | 0.038 | 0.04 | 2002-12-01 | 0 |  |  | 0 | 0 | [8 empty] | 2023-05-12 00:00:00 | 53.5315 | -2.1784
DATA NOT AVAILABLE | DATA NOT AVAILABLE |  |  | ORTON GRANGE WIND TURBINE | ORTON GRANGE WIND TURBINE | WIGTON | CUMBRIA | CA5 6LA | ENGLAND | 335132.75199999998 | 553115.66799999995 | HARKER - HUTTON | CARLISLE 33KV | MORTON PK (609605) | 11 | ELECTRICITY NORTH WEST LIMITED | WIND |  | 0 | 0 | 0.8 |  |  |  | 0 | 0 | 0 |  |  |  | 0 | 0 | 0 |  | CONNECTED | 0.8 | 0.76 | 0.8 | 0.019 | 0.02 | 2014-03-01 | 0 |  |  | 0 | 0 | [8 empty] | 2023-05-12 00:00:00 | 54.8686 | -3.0123
DATA NOT AVAILABLE | DATA NOT AVAILABLE |  |  | RED MOSS | ASPINALL ST, FUTURE PARK | BOLTON | GREATER MANCHESTER | BL6 6JH | ENGLAND | 364121.12 | 409929.65 | KEARSLEY GSP | WESTHOUGHTON | LOSTOCK (200113) | 11 | ELECTRICITY NORTH WEST LIMITED | LANDFILL GAS |  | 0 | 0 | 0.626 |  |  |  | 0 | 0 | 0 |  |  |  | 0 | 0 | 0 |  | CONNECTED | 0.626 | 0.59470000000000001 | 0.626 | 0.038 | 0.04 | 1992-01-01 | 0 |  |  | 0 | 0 | [8 empty] | 2023-05-12 00:00:00 | 53.5847 | -2.5434
DATA NOT AVAILABLE | DATA NOT AVAILABLE | KINETICA ENERGY | DOUGHTY FARM NELSON | DOUGHTY FARM NELSON | DOUGHTY FARM NELSON | BURNLEY | LANCASHIRE | BB10 3RG | ENGLAND | 389257.761 | 437839.56400000001 | PADIHAM - ROCHDALE GSP | NELSON GSP | CLOVER HILL (400051) | 6.6 | ELECTRICITY NORTH WEST LIMITED | WIND |  | 0 | 0 | 0.225 |  |  |  | 0 | 0 | 0 |  |  |  | 0 | 0 | 0 |  | CONNECTED | 0.225 | 0.22040000000000001 | 0.23200000000000001 | 0.019 | 0.02 | 2014-03-01 | 0 |  |  | 0 | 0 | [8 empty] | 2023-05-12 00:00:00 | 53.8367 | -2.1647
DATA NOT AVAILABLE | DATA NOT AVAILABLE | SAV SYSTEMS | EDGEHILL UNIVERSITY ORMSKIRK | EDGEHILL UNIVERSITY ORMSKIRK | EDGEHILL UNIVERSITY ORMSKIRK | ORMSKIRK | LANCASHIRE | L39 4QP | ENGLAND | 342144.01500000001 | 407450.84 | WASHWAY FARM GSP - KIRKBY GSP | SKELMERSDALE GRID | ORMSKIRK (400210) | 11 | ELECTRICITY NORTH WEST LIMITED | NATURAL GAS |  | 0 | 0 | 0.05 |  |  |  | 0 | 0 | 0 |  |  |  | 0 | 0 | 0 |  | CONNECTED | 0.05 | 0 | 0 | 2.565 | 2.7 | 2012-11-01 | 0 |  |  | 0 | 0 | [8 empty] | 2023-05-12 00:00:00 | 53.5605 | -2.8749
DATA NOT AVAILABLE | DATA NOT AVAILABLE |  | NELSTROPS, MANCHESTER ROAD, STOCKPORT | NELSTROPS ALBION FLOUR MILL STOCKPORT | NELSTROPS ALBION FLOUR MILL STOCKPORT | STOCKPORT | CHESHIRE | SK4 1TZ | ENGLAND | 389375.45400000003 | 391305.24599999998 | BREDBURY | VERNON PK GRID | HEATON NORRIS (301340) | 6.6 | ELECTRICITY NORTH WEST LIMITED | PV |  | 0 | 0 | 0.05 |  |  |  | 0 | 0 | 0 |  |  |  | 0 | 0 | 0 |  | CONNECTED | 0.05 | 4.7500000000000001E-2 | 0.05 | 2.945 | 3.1 | 2012-08-01 | 0 |  |  | 0 | 0 | [8 empty] | 2023-05-12 00:00:00 | 53.4184 | -2.1613
DATA NOT AVAILABLE | DATA NOT AVAILABLE | CHRISTIE NHS TRUST | MANCHESTER PROTON BEAM, CHRISTIE NHS FOUNDATION TRUST, WILMSLOW ROAD, MANCHESTER | MANCHESTER PROTON BEAM, CHRISTIE NHS FOUNDATION TRUST, WILMSLOW ROAD, MANCHESTER | MANCHESTER PROTON BEAM, CHRISTIE NHS FOUNDATION TRUST, WILMSLOW ROAD, MANCHESTER | MANCHESTER | GREATER MANCHESTER | M20 4BX | ENGLAND | 384657.37400000001 | 392525.34299999999 | SOUTH MANCHESTER GSP | WEST DIDSBURY | WITHINGTON | 6.6 | ELECTRICITY NORTH WEST LIMITED | NATURAL GAS |  | 0 | 0 | 0.35 |  |  |  | 0 | 0 | 0 |  |  |  | 0 | 0 | 0 |  | CONNECTED | 0.35 | 0 | 0 | 11.59 | 12.2 | 2018-02-01 | 0 |  |  | 0 | 0 | [8 empty] | 2023-05-12 00:00:00 | 53.4293 | -2.2324
DATA NOT AVAILABLE | DATA NOT AVAILABLE |  |  | BRAYTON PARK ASPATRIA | BRAYTON PARK ASPATRIA | CARLISLE | CUMBRIA | CA7 3SX | ENGLAND | 316777.859 | 542102.16099999996 | HARKER - HUTTON | STAINBURN | ASPATRIA (609304) | 11 | ELECTRICITY NORTH WEST LIMITED | WIND |  | 0 | 0 | 0.5 |  |  |  | 0 | 0 | 0 |  |  |  | 0 | 0 | 0 |  | CONNECTED | 0.5 | 0.48924999999999996 | 0.51500000000000001 | 0.475 | 0.5 | 2014-12-01 | 0 |  |  | 0 | 0 | [8 empty] | 2023-05-12 00:00:00 | 54.7669 | -3.295
DATA NOT AVAILABLE | DATA NOT AVAILABLE |  |  | SILVER LANE 3 RISLEY | SILVER LANE 3 RISLEY | WARRINGTON | LANCASHIRE | WA3 6BY | ENGLAND | 365764.91 | 393180.59 | SP CUERDLEY/DALLAM/WARRINGTON | RISLEY | RISLEY (205309) | 11 | ELECTRICITY NORTH WEST LIMITED | LANDFILL GAS |  | 0 | 0 | 0.825 |  |  |  | 0 | 0 | 0 |  |  |  | 0 | 0 | 0 |  | CONNECTED | 0.825 | 3.8 | 4 | 0.19 | 0.2 | 2012-11-01 | 0 |  |  | 0 | 0 | [8 empty] | 2023-05-12 00:00:00 | 53.4343 | -2.5168
DATA NOT AVAILABLE | DATA NOT AVAILABLE |  |  | TOTAL FITNESS WEST STRAND PRESTON | TOTAL FITNESS WEST STRAND PRESTON | PRESTON | LANCASHIRE | PR1 8UY | ENGLAND | 352599.97600000002 | 429624.31099999999 | PENWORTHAM EAST GSP - ROCHDALE GSP | RIBBLE GSP | DOUGLAS ST (400406) | 6.6 | ELECTRICITY NORTH WEST LIMITED | NATURAL GAS |  | 0 | 0 | 0.3 |  |  |  | 0 | 0 | 0 |  |  |  | 0 | 0 | 0 |  | CONNECTED | 0.3 | 0.28499999999999998 | 0.3 | 0.418 | 0.44 | 2014-07-01 | 0 |  |  | 0 | 0 | [8 empty] | 2023-05-12 00:00:00 | 53.7608 | -2.7205
DATA NOT AVAILABLE | DATA NOT AVAILABLE | WRIGHTINGTON, WIGAN & LEIGH NHS FT | WRIGHTINGTON HOSPITAL SUB 1, HALL LN, APPLEY BRIDGE, WIGAN | WRIGHTINGTON HOSPITAL SUB 1, HALL LN, APPLEY BRIDGE, WIGAN | WRIGHTINGTON HOSPITAL SUB 1, HALL LN, APPLEY BRIDGE, WIGAN | WIGAN | LANCASHIRE | WN6 9EP | ENGLAND | 353004.97100000002 | 410650.86599999998 | PENWORTHAM WEST GSP - STANAH | WRIGHTINGTON | STANDISH (200407) | 11 | ELECTRICITY NORTH WEST LIMITED | NATURAL GAS |  | 0 | 0 | 0.25 |  |  |  | 0 | 0 | 0 |  |  |  | 0 | 0 | 0 |  | CONNECTED | 0.25 | 0 | 0 | 1.14 | 1.2 | 2018-08-01 | 0 |  |  | 0 | 0 | [8 empty] | 2023-05-12 00:00:00 | 53.5903 | -2.7114
DATA NOT AVAILABLE | DATA NOT AVAILABLE | INTER HYDRO TECHNOLOGY | LOW WOOD PRODUCTS HAVERTWAITE | LOW WOOD PRODUCTS HAVERTWAITE | LOW WOOD PRODUCTS HAVERTWAITE | BARROW-IN-FURNESS | CUMBRIA | LA14 2PG | ENGLAND | 335560.51 | 484728.34 | HARKER - HUTTON | ULVERSTON | HAVERTHWAITE (609041) | 11 | ELECTRICITY NORTH WEST LIMITED | HYDRO |  | 0 | 0 | 0.4 |  |  |  | 0 | 0 | 0 |  |  |  | 0 | 0 | 0 |  | CONNECTED | 0.4 | 0.38 | 0.4 | 0.038 | 0.04 | 2014-04-01 | 0 |  |  | 0 | 0 | [8 empty] | 2023-05-12 00:00:00 | 54.2542 | -2.9906
DATA NOT AVAILABLE | DATA NOT AVAILABLE |  |  | UUNW MILLOM WWTW |  | BARROW-IN-FURNESS | CUMBRIA | LA18 5LT | ENGLAND | 317789.88900000002 | 480370.73700000002 | HARKER - HUTTON | ULVERSTON | ASKAM (609038) | 0.41499999999999998 | ELECTRICITY NORTH WEST LIMITED | OIL |  | 0 | 0 | 0.05 |  |  |  | 0 | 0 | 0 |  |  |  | 0 | 0 | 0 |  | CONNECTED | 0.05 | 0 | 0 | 0.71155 | 0.749 | 2005-04-01 | 0 |  |  | 0 | 0 | [8 empty] | 2023-05-12 00:00:00 | 54.2125 | -3.2621
DATA NOT AVAILABLE | DATA NOT AVAILABLE | UNITED UTILITIES PLC | LUNE PS, LANCASTER | LUNE PS, LANCASTER | LUNE PS, LANCASTER | LANCASTER | LANCASHIRE | LA2 9HL | ENGLAND | 351818.04399999999 | 464204.90299999999 | HEYSHAM GSP | LANCASTER | DATA NOT AVAILABLE | 33 | ELECTRICITY NORTH WEST LIMITED | PV |  | 0 | 0 | 0.432 |  |  |  | 0 | 0 | 0 |  |  |  | 0 | 0 | 0 |  | CONNECTED | 0.432 | 0.47499999999999998 | 0.5 | 1.4545 | 1.531 | 2018-08-01 | 0 |  |  | 0 | 0 | [8 empty] | 2023-05-12 00:00:00 | 54.0715 | -2.7378
DATA NOT AVAILABLE | DATA NOT AVAILABLE |  |  | ASDA TRAFFORD PARK | BARTON DOCK RD | MANCHESTER | GREATER MANCHESTER | M41 7ZA | ENGLAND | 377220.99699999997 | 397020.55099999998 | SOUTH MANCHESTER GSP | STRETFORD GRID | URMSTON (100635) | 6.6 | ELECTRICITY NORTH WEST LIMITED | OIL |  | 0 | 0 | 0.64 |  |  |  | 0 | 0 | 0 |  |  |  | 0 | 0 | 0 |  | CONNECTED | 0.64 | 0 | 0 | 0.80465 | 0.847 |  | 0 |  |  | 0 | 0 | [8 empty] | 2023-05-12 00:00:00 | 53.4694 | -2.3446
DATA NOT AVAILABLE | DATA NOT AVAILABLE | ROLSERV LTD T/A REGENSYS | ARKLEBY MILL, ELLEN BANK, WIGTON | ARKLEBY MILL, ELLEN BANK, WIGTON | ARKLEBY MILL, ELLEN BANK, WIGTON | CARLISLE | CUMBRIA | CA7 2BG | ENGLAND | 314486.38299999997 | 540428.09600000002 | HARKER - HUTTON | STAINBURN | ASPATRIA (609304) | 11 | ELECTRICITY NORTH WEST LIMITED | BIOGAS |  | 0 | 0 | 0.51 |  |  |  | 0 | 0 | 0 |  |  |  | 0 | 0 | 0 |  | CONNECTED | 0.51 | 0.47974999999999995 | 0.505 | 0.24605 | 0.259 | 2016-06-01 | 0 |  |  | 0 | 0 | [8 empty] | 2023-05-12 00:00:00 | 54.7515 | -3.3301
DATA NOT AVAILABLE | DATA NOT AVAILABLE | OAKAPPLE ENERGY | SOUPREME FOODS, MAPLE VIEW, SKELMERSDALE | SOUPREME FOODS, MAPLE VIEW, SKELMERSDALE | SOUPREME FOODS, MAPLE VIEW, SKELMERSDALE | WIGAN | LANCASHIRE | WN8 9TQ | ENGLAND | 347614.47399999999 | 404956.071 | WASHWAY FARM GSP - KIRKBY GSP | SKELMERSDALE GRID | PIMBO (200403) | 11 | ELECTRICITY NORTH WEST LIMITED | PV |  | 0 | 0 | 0.22 |  |  |  | 0 | 0 | 0 |  |  |  | 0 | 0 | 0 |  | CONNECTED | 0.22 | 0.18905 | 0.19900000000000001 | 1.425 | 1.5 | 2019-03-01 | 0 |  |  | 0 | 0 | [8 empty] | 2023-05-12 00:00:00 | 53.5386 | -2.7919
DATA NOT AVAILABLE | DATA NOT AVAILABLE | INTER HYDRO TECHNOLOGY | BILLERUD MILL, BEETHAM, CUMBRIA | HERON CORN MILL | BILLERUD MILL | BEETHAM | CUMBRIA | LA7 7AR | ENGLAND | 349637.64 | 479892.11 | HARKER - HUTTON | KENDAL-PARKSIDE RD | WHASSET (609056) | 11 | ELECTRICITY NORTH WEST LIMITED | HYDRO |  | 0 | 0 | 0.1 |  |  |  | 0 | 0 | 0 |  |  |  | 0 | 0 | 0 |  | CONNECTED | 0.1 | 0 | 0 | 6.555 | 6.9 | 2010-04-01 | 0 |  |  | 0 | 0 | [8 empty] | 2023-05-12 00:00:00 | 54.2123 | -2.7737
DATA NOT AVAILABLE | DATA NOT AVAILABLE |  |  | AIR PRODUCTS | MANCHESTER RD | MANCHESTER | GREATER MANCHESTER | M31 4TG | ENGLAND | 372941.62300000002 | 392811.48100000003 | CARRINGTON ENWL SGTS 1B 2B 4 7 | CARRINGTON BSP | AIR PRODUCTS | 6.6 | ELECTRICITY NORTH WEST LIMITED | OIL |  | 0 | 0 | 0.325 |  |  |  | 0 | 0 | 0 |  |  |  | 0 | 0 | 0 |  | CONNECTED | 0.325 | 0 | 0 | 17.195 | 18.1 |  | 0 |  |  | 0 | 0 | [8 empty] | 2023-05-12 00:00:00 | 53.4314 | -2.4087
DATA NOT AVAILABLE | DATA NOT AVAILABLE |  |  | BOTTOMS RESERVOIR |  | GLOSSOP | DERBYSHIRE | SK13 1NQ | ENGLAND | 402286.94 | 397137.31 | STALYBRIDGE | HYDE GRID | HADFIELD (302863) | 11 | ELECTRICITY NORTH WEST LIMITED | HYDRO |  | 0 | 0 | 0.16 |  |  |  | 0 | 0 | 0 |  |  |  | 0 | 0 | 0 |  | CONNECTED | 0.16 | 0.14249999999999999 | 0.15 | 0.00095 | 0.001 | 2001-01-01 | 0 |  |  | 0 | 0 | [8 empty] | 2023-05-12 00:00:00 | 53.471 | -1.967
DATA NOT AVAILABLE | DATA NOT AVAILABLE |  |  | SAINSBURYS WORTHINGTON WAY WIGAN | SAINSBURYS WORTHINGTON WAY WIGAN | WIGAN | LANCASHIRE | WN3 6XA | ENGLAND | 356632.64199999999 | 402777.79800000001 | WASHWAY FARM GSP - KIRKBY GSP | WIGAN GRID | WORSLEY MESNES (200409) | 6.6 | ELECTRICITY NORTH WEST LIMITED | PV |  | 0 | 0 | 0.147 |  |  |  | 0 | 0 | 0 |  |  |  | 0 | 0 | 0 |  | CONNECTED | 0.147 | 0 | 0 | 0.513 | 0.54 | 2013-06-01 | 0 |  |  | 0 | 0 | [8 empty] | 2023-05-12 00:00:00 | 53.5199 | -2.6555
DATA NOT AVAILABLE | DATA NOT AVAILABLE | STERN WIND LTD | GREEN HOUSE WIND TURBINE LOWCA | GREEN HOUSE WIND TURBINE LOWCA | GREEN HOUSE WIND TURBINE LOWCA | WHITEHAVEN | CUMBRIA | CA28 6QS | ENGLAND | 298671.45400000003 | 522461.679 | HARKER - HUTTON | STAINBURN | HDA NO1 (609306) | 11 | ELECTRICITY NORTH WEST LIMITED | WIND |  | 0 | 0 | 0.5 |  |  |  | 0 | 0 | 0 |  |  |  | 0 | 0 | 0 |  | CONNECTED | 0.5 | 0.47499999999999998 | 0.5 | 0.019 | 0.02 | 2014-01-01 | 0 |  |  | 0 | 0 | [8 empty] | 2023-05-12 00:00:00 | 54.5872 | -3.5695
DATA NOT AVAILABLE | DATA NOT AVAILABLE |  |  | PRESTON APC FULLWOOD | PITTMAN WAY | PRESTON | LANCASHIRE | PR2 9GG | ENGLAND | 355011.33 | 433511.6 | PENWORTHAM EAST GSP - ROCHDALE GSP | RIBBLE GSP | BLACKBULL (400403) | 6.6 | ELECTRICITY NORTH WEST LIMITED | NATURAL GAS |  | 0 | 0 | 0.11 |  |  |  | 0 | 0 | 0 |  |  |  | 0 | 0 | 0 |  | CONNECTED | 0.11 | 0.8075 | 0.85 | 0.8075 | 0.85 | 1996-02-28 | 0 |  |  | 0 | 0 | [8 empty] | 2023-05-12 00:00:00 | 53.796 | -2.6845
DATA NOT AVAILABLE | DATA NOT AVAILABLE |  |  | BACKBARROW | BACKBARROW IRONWORKS, HAVERTHWAITE | BARROW-IN-FURNESS | CUMBRIA | LA12 8QF | ENGLAND | 334651.66399999999 | 483760.717 | HARKER - HUTTON | ULVERSTON | HAVERTHWAITE (609041) | 11 | ELECTRICITY NORTH WEST LIMITED | HYDRO |  | 0 | 0 | 0.396 |  |  |  | 0 | 0 | 0 |  |  |  | 0 | 0 | 0 |  | CONNECTED | 0.396 | 0.38 | 0.4 | 0.038 | 0.04 | 2000-11-01 | 0 |  |  | 0 | 0 | [8 empty] | 2023-05-12 00:00:00 | 54.2453 | -3.0043
DATA NOT AVAILABLE | DATA NOT AVAILABLE |  |  | WILLCROSS AENEROBIC DIGESTOR GISBURN | WILLCROSS AENEROBIC DIGESTOR GISBURN | CLITHEROE | LANCASHIRE | BB7 4HP | ENGLAND | 384798.84399999998 | 449506.016 | PADIHAM - ROCHDALE GSP | PADIHAM BSP | BOLTON BY BOWLAND (400075) | 11 | ELECTRICITY NORTH WEST LIMITED | BIOGAS |  | 0 | 0 | 0.5 |  |  |  | 0 | 0 | 0 |  |  |  | 0 | 0 | 0 |  | CONNECTED | 0.5 | 0.47499999999999998 | 0.5 | 0.114 | 0.12 | 2014-03-01 | 0 |  |  | 0 | 0 | [8 empty] | 2023-05-12 00:00:00 | 53.9414 | -2.2331
DATA NOT AVAILABLE | DATA NOT AVAILABLE | SOLAR CHOICE | HARRY YEARSLEY LTD, HEYWOOD SITE A, HARESHILL ROAD, HEYWOOD | HARRY YEARSLEY LTD, HEYWOOD SITE A, HARESHILL ROAD, HEYWOOD | HARRY YEARSLEY LTD, HEYWOOD SITE A, HARESHILL ROAD, HEYWOOD | ROCHDALE | GREATER MANCHESTER | OL10 2TP | ENGLAND | 384948.5 | 409310.68 | KEARSLEY GSP | BURY GRID | HEAP BRIDGE (200212) | 6.6 | ELECTRICITY NORTH WEST LIMITED | PV |  | 0 | 0 | 0.25 |  |  |  | 0 | 0 | 0 |  |  |  | 0 | 0 | 0 |  | CONNECTED | 0.25 | 0.36099999999999999 | 0.38 | 2.375 | 2.5 | 2016-05-27 | 0 |  |  | 0 | 0 | [8 empty] | 2023-05-12 00:00:00 | 53.5802 | -2.2288
DATA NOT AVAILABLE | DATA NOT AVAILABLE | DATA FACILITIES | JD WILLIAMS, LILAC & BRIAR MILL, BEAL LANE, OLDHAM | JD WILLIAMS, LILAC & BRIAR MILL, BEAL LANE, OLDHAM | JD WILLIAMS, LILAC & BRIAR MILL, BEAL LANE, OLDHAM | OLDHAM | GREATER MANCHESTER | OL2 8PH | ENGLAND | 394225.636 | 408652.02899999998 | WHITEGATE GSP | ROYTON | SHAW PRY (300006) | 6.6 | ELECTRICITY NORTH WEST LIMITED | OIL |  | 0 | 0 | 0.8 |  |  |  | 0 | 0 | 0 |  |  |  | 0 | 0 | 0 |  | CONNECTED | 0.8 | 0 | 0 | 1.425 | 1.5 | 2015-09-02 | 0 |  |  | 0 | 0 | [8 empty] | 2023-05-12 00:00:00 | 53.5744 | -2.0887
DATA NOT AVAILABLE | DATA NOT AVAILABLE | MOSSCLIFF ENVIRONMENTAL LTD | SCAR END FARM ROSSENDALE | SCAR END FARM BACUP | SCAR END FARM BACUP | BACUP | LANCASHIRE | OL13 8QB | ENGLAND | 387364.50199999998 | 425034.76400000002 | PADIHAM - ROCHDALE GSP | ROSSENDALE BSP | WESLEY PL (400093) | 6.6 | ELECTRICITY NORTH WEST LIMITED | WIND |  | 0 | 0 | 0.32 |  |  |  | 0 | 0 | 0 |  |  |  | 0 | 0 | 0 |  | CONNECTED | 0.32 | 0.30399999999999999 | 0.32 | 0.019 | 0.02 | 2014-07-01 | 0 |  |  | 0 | 0 | [8 empty] | 2023-05-12 00:00:00 | 53.7216 | -2.193
DATA NOT AVAILABLE | DATA NOT AVAILABLE | ENERGY GAIN | MIPD LTD, ASTON WAY, LEYLAND | MIPD LTD, ASTON WAY, LEYLAND | M I TECHNOLOGY GROUP LTD ASTON WAY MOSS SIDE | LEYLAND | LANCASHIRE | PR26 7TZ | ENGLAND | 352001.32799999998 | 423001.67099999997 | PENWORTHAM WEST GSP - STANAH | LEYLAND BSP | MOSS SIDE (400221) | 11 | ELECTRICITY NORTH WEST LIMITED | PV |  | 0 | 0 | 0.27 |  |  |  | 0 | 0 | 0 |  |  |  | 0 | 0 | 0 |  | CONNECTED | 0.27 |  |  | 1.235 | 1.3 |  | 0 |  |  | 0 | 0 | [8 empty] | 2023-05-12 00:00:00 | 53.7012 | -2.7285
DATA NOT AVAILABLE | DATA NOT AVAILABLE |  |  | PROMISED LAND FARM 2 CRANK RD, HAYDOCK | PROMISED LAND FARM 2 CRANK RD, HAYDOCK | ST HELENS | MERSEYSIDE | WA11 8RW | ENGLAND | 351181.29499999998 | 401904.16800000001 | WASHWAY FARM GSP - KIRKBY GSP | ORRELL BSP | UPHOLLAND (200404) | 11 | ELECTRICITY NORTH WEST LIMITED | WIND |  | 0 | 0 | 0.5 |  |  |  | 0 | 0 | 0 |  |  |  | 0 | 0 | 0 |  | CONNECTED | 0.5 | 0.45599999999999996 | 0.48 | 0.019 | 0.02 | 2014-10-01 | 0 |  |  | 0 | 0 | [8 empty] | 2023-05-12 00:00:00 | 53.5115 | -2.7376
DATA NOT AVAILABLE | DATA NOT AVAILABLE |  |  | BARTON LOCKS | BARTON LOCKS | MANCHESTER | GREATER MANCHESTER | M30 7RA | ENGLAND | 374834.49599999998 | 396486.43400000001 | CARRINGTON | BARTON | CHASSEN RD (100608) | 6.6 | ELECTRICITY NORTH WEST LIMITED | HYDRO |  | 0 | 0 | 0.678 |  |  |  | 0 | 0 | 0 |  |  |  | 0 | 0 | 0 |  | CONNECTED | 0.678 | 0.73624999999999996 | 0.77500000000000002 | 0.038 | 0.04 | 1995-01-01 | 0 |  |  | 0 | 0 | [8 empty] | 2023-05-12 00:00:00 | 53.4645 | -2.3805
DATA NOT AVAILABLE | DATA NOT AVAILABLE |  |  | METFLEX PRECISION MOULDINGS LTD BLACKBURN | METFLEX PRECISION MOULDINGS LTD BLACKBURN | BLACKBURN | LANCASHIRE | BB6 7FE | ENGLAND | 373707.26299999998 | 431857.23499999999 | PADIHAM - ROCHDALE GSP | HUNCOAT | GREAT HARWOOD (400008) | 6.6 | ELECTRICITY NORTH WEST LIMITED | PV |  | 0 | 0 | 0.25 |  |  |  | 0 | 0 | 0 |  |  |  | 0 | 0 | 0 |  | CONNECTED | 0.25 | 0.23749999999999999 | 0.25 | 0.95 | 1 | 2013-10-01 | 0 |  |  | 0 | 0 | [8 empty] | 2023-05-12 00:00:00 | 53.7824 | -2.4005
DATA NOT AVAILABLE | DATA NOT AVAILABLE | RENEWABLES 4 BUSINESS LTD | TOMMYFIELD INDOOR MARKET HALL, ALBION STREET, OLDHAM | TOMMYFIELD INDOOR MARKET HALL, ALBION STREET, OLDHAM | TOMMYFIELD INDOOR MARKET HALL, ALBION STREET, OLDHAM | OLDHAM | GREATER MANCHESTER | OL1 3BG | ENGLAND | 392477.58600000001 | 405138.96799999999 | WHITEGATE GSP | GREENHILL | ST MARYS (302931) | 0.41499999999999998 | ELECTRICITY NORTH WEST LIMITED | PV |  | 0 | 0 | 0.1085 |  |  |  | 0 | 0 | 0 |  |  |  | 0 | 0 | 0 |  | CONNECTED | 0.1085 | 0 | 0 | 0.57 | 0.6 | 2016-01-14 | 0 |  |  | 0 | 0 | [8 empty] | 2023-05-12 00:00:00 | 53.5428 | -2.115
DATA NOT AVAILABLE | DATA NOT AVAILABLE |  |  | RHODESWOOD HYDRO |  | GLOSSOP | DERBYSHIRE | SK13 1NQ | ENGLAND | 404215.81 | 398078.04599999997 | STALYBRIDGE | HYDE GRID | HADFIELD (302863) | 11 | ELECTRICITY NORTH WEST LIMITED | HYDRO |  | 0 | 0 | 0.25 |  |  |  | 0 | 0 | 0 |  |  |  | 0 | 0 | 0 |  | CONNECTED | 0.25 | 0.19 | 0.2 | 0.00095 | 0.001 | 2000-12-01 | 0 |  |  | 0 | 0 | [8 empty] | 2023-05-12 00:00:00 | 53.4794 | -1.9379
DATA NOT AVAILABLE | DATA NOT AVAILABLE | SINE CONSULTING | HESKETH HOUSE, FLEETWOOD, FY7 8LG | HESKETH HOUSE 200-220 BROADWAY FLEETWOOD | HESKETH HOUSE 200-220 BROADWAY FLEETWOOD | FLEETWOOD | LANCASHIRE | FY7 8LG | ENGLAND | 331955.04499999998 | 446272.50799999997 | PENWORTHAM WEST GSP - STANAH | THORNTON BSP | COPSE RD (400105) | 11 | ELECTRICITY NORTH WEST LIMITED | PV |  | 0 | 0 | 0.07025 |  |  |  | 0 | 0 | 0 |  |  |  | 0 | 0 | 0 |  | CONNECTED | 0.07025 | 6.6500000000000004E-2 | 7.0000000000000007E-2 | 0.51395 | 0.541 | 2012-03-01 | 0 |  |  | 0 | 0 | [8 empty] | 2023-05-12 00:00:00 | 53.9081 | -3.0373
DATA NOT AVAILABLE | DATA NOT AVAILABLE | CSA CONSULTING LTD | TESCO SUPERSTORE, BB6 7AU. | TESCO QUEEN STREET GREAT HARWOOD | TESCO QUEEN STREET GREAT HARWOOD | BLACKBURN | LANCASHIRE | BB6 7AU | ENGLAND | 373732.60800000001 | 432301.52399999998 | PADIHAM - ROCHDALE GSP | HUNCOAT | GREAT HARWOOD (400008) | 11 | ELECTRICITY NORTH WEST LIMITED | NATURAL GAS |  | 0 | 0 | 0.1 |  |  |  | 0 | 0 | 0 |  |  |  | 0 | 0 | 0 |  | CONNECTED | 0.1 | 0 | 0 | 0.2793 | 0.294 | 2012-01-01 | 0 |  |  | 0 | 0 | [8 empty] | 2023-05-12 00:00:00 | 53.7864 | -2.4002
DATA NOT AVAILABLE | DATA NOT AVAILABLE |  |  | 31 GREENSIDE STREET MANCHESTER | 31 GREENSIDE STREET MANCHESTER | MANCHESTER | GREATER MANCHESTER | M11 2HW | ENGLAND | 388010.44099999999 | 397628.6 | STALYBRIDGE | STUART ST GRID | BRADFORD (100106) | 6.6 | ELECTRICITY NORTH WEST LIMITED | PV |  | 0 | 0 | 0.25 |  |  |  | 0 | 0 | 0 |  |  |  | 0 | 0 | 0 |  | CONNECTED | 0.25 | 0 | 0 | 1.425 | 1.5 | 2013-07-01 | 0 |  |  | 0 | 0 | [8 empty] | 2023-05-12 00:00:00 | 53.4752 | -2.1821
DATA NOT AVAILABLE | DATA NOT AVAILABLE |  |  | MMU BIRLEY FIELDS MANCHESTER | MMU BIRLEY FIELDS MANCHESTER | HULME | GREATER MANCHESTER | M15 5JH | ENGLAND | 383787.19900000002 | 396597.07400000002 | SOUTH MANCHESTER GSP | BLOOM ST GRID | BRIDGEWATER (100642) | 6.6 | ELECTRICITY NORTH WEST LIMITED | NATURAL GAS |  | 0 | 0 | 0.38 |  |  |  | 0 | 0 | 0 |  |  |  | 0 | 0 | 0 |  | CONNECTED | 0.38 | 0.36099999999999999 | 0.38 | 1.9 | 2 | 2014-02-01 | 0 |  |  | 0 | 0 | [8 empty] | 2023-05-12 00:00:00 | 53.4659 | -2.2457
DATA NOT AVAILABLE | DATA NOT AVAILABLE |  | JOHN BROOKES BUILDING, PRINCESS ROAD, MANCHESTER | JOHN BROOKES BUILDING, PRINCESS ROAD, MANCHESTER | JOHN BROOKES BUILDING, PRINCESS ROAD, MANCHESTER | HULME | GREATER MANCHESTER | M15 5XG | ENGLAND | 383787.19900000002 | 396597.07400000002 | SOUTH MANCHESTER GSP | BLOOM ST GRID | BRIDGEWATER (100642) | 6.6 | ELECTRICITY NORTH WEST LIMITED | PV |  | 0 | 0 | 0.15768 |  |  |  | 0 | 0 | 0 |  |  |  | 0 | 0 | 0 |  | CONNECTED | 0.15768 | 0.36099999999999999 | 0.38 | 1.9 | 2 | 2017-11-01 | 0 |  |  | 0 | 0 | [8 empty] | 2023-05-12 00:00:00 | 53.4659 | -2.2457
DATA NOT AVAILABLE | DATA NOT AVAILABLE | STERN WIND LTD | LOWCA WIND TURBINE, LOWCA | LOWCA W/TURBINE, LOWCA TOP RD, LOWCA | LOWCA TOP ROAD | WHITEHAVEN | CUMBRIA | CA28 6QT | ENGLAND | 298972.44199999998 | 522789.84499999997 | HARKER - HUTTON | STAINBURN | HDA NO1 (609306) | 11 | ELECTRICITY NORTH WEST LIMITED | WIND |  | 0 | 0 | 0.5 |  |  |  | 0 | 0 | 0 |  |  |  | 0 | 0 | 0 |  | CONNECTED | 0.5 | 0.47499999999999998 | 0.5 | 0.019 | 0.02 | 2014-01-01 | 0 |  |  | 0 | 0 | [8 empty] | 2023-05-12 00:00:00 | 54.5902 | -3.565
DATA NOT AVAILABLE | DATA NOT AVAILABLE | INFINIS | LANDFILL GENERATION SITE, DIXON HOUSE, WORKINGTON | LANDFILL GENERATION SITE, DIXON HOUSE, WORKINGTON | LANDFILL GENERATION SITE, DIXON HOUSE, WORKINGTON | WORKINGTON | CUMBRIA | CA14 4JH | ENGLAND | 302539.755 | 524762.28200000001 | HARKER - HUTTON | STAINBURN | LEYLAND NATIONAL (609310) | 11 | ELECTRICITY NORTH WEST LIMITED | NATURAL GAS |  | 0 | 0 | 0.33 |  |  |  | 0 | 0 | 0 |  |  |  | 0 | 0 | 0 |  | CONNECTED | 0.33 | 2.4699999999999998 | 2.6 | 0.095 | 0.1 | 2018-03-01 | 0 |  |  | 0 | 0 | [8 empty] | 2023-05-12 00:00:00 | 54.6086 | -3.5104
DATA NOT AVAILABLE | DATA NOT AVAILABLE | UNITED UTILITIES GROUP PLC | HYDE WWTW, MILL LANE, HYDE | HYDE WWTW, MILL LANE, HYDE | HYDE WWTW, MILL LANE, HYDE | STOCKPORT | CHESHIRE | SK14 2DL | ENGLAND | 393814.32900000003 | 394976.55300000001 | STALYBRIDGE | HYDE GRID | HYDE (300061) | 11 | ELECTRICITY NORTH WEST LIMITED | PV |  | 0 | 0 | 0.81 |  |  |  | 0 | 0 | 0 |  |  |  | 0 | 0 | 0 |  | CONNECTED | 0.81 | 0.95 | 1 | 0.7315 | 0.77 | 2016-08-08 | 0 |  |  | 0 | 0 | [8 empty] | 2023-05-12 00:00:00 | 53.4515 | -2.0946
DATA NOT AVAILABLE | DATA NOT AVAILABLE | UNIVERSAL GREEN ENERGY | SPITAL SYKE FARM BROOMHILLS ORTON RD CARLISLE | SPITAL SYKE FARM BROOMHILLS ORTON RD CARLISLE | WIND TURBINE, SPITAL SYKES FARM | CARLISLE | CUMBRIA | CA5 6JR | ENGLAND | 335853.22 | 554670.43000000005 | HARKER - HUTTON | CARLISLE 33KV | MORTON PK (609605) | 11 | ELECTRICITY NORTH WEST LIMITED | WIND |  | 0 | 0 | 0.5 |  |  |  | 0 | 0 | 0 |  |  |  | 0 | 0 | 0 |  | CONNECTED | 0.5 | 0.47499999999999998 | 0.5 | 0.019 | 0.02 | 2014-05-11 | 0 |  |  | 0 | 0 | [8 empty] | 2023-05-12 00:00:00 | 54.8827 | -3.0014
DATA NOT AVAILABLE | DATA NOT AVAILABLE |  |  | JD WILLIAMS & CO LTD, BRIAR MILL, BEAL LANE, SHAW, OLDHAM | JD WILLIAMS & CO LTD, BRIAR MILL, BEAL LANE, SHAW, OLDHAM | OLDHAM | GREATER MANCHESTER | OL2 8PH | ENGLAND | 394225.636 | 408652.02899999998 | WHITEGATE GSP | ROYTON | SHAW PRY (300006) | 6.6 | ELECTRICITY NORTH WEST LIMITED | PV |  | 0 | 0 | 0.18 |  |  |  | 0 | 0 | 0 |  |  |  | 0 | 0 | 0 |  | CONNECTED | 0.18 | 0 | 0 | 0.399 | 0.42 | 2015-03-26 | 0 |  |  | 0 | 0 | [8 empty] | 2023-05-12 00:00:00 | 53.5744 | -2.0887
DATA NOT AVAILABLE | DATA NOT AVAILABLE |  |  | HORNCLIFFE QUARRY BURY RD ROSSENDALE | HORNCLIFFE QUARRY BURY RD ROSSENDALE | ROSSENDALE | LANCASHIRE | BB4 6EE | ENGLAND | 380373.60700000002 | 421342.435 | PADIHAM - ROCHDALE GSP | ROSSENDALE BSP | HAREHOLME (400092) | 6.6 | ELECTRICITY NORTH WEST LIMITED | LANDFILL GAS |  | 0 | 0 | 0.4 |  |  |  | 0 | 0 | 0 |  |  |  | 0 | 0 | 0 |  | CONNECTED | 0.4 | 0.38 | 0.4 | 0.038 | 0.04 | 2013-05-01 | 0 |  |  | 0 | 0 | [8 empty] | 2023-05-12 00:00:00 | 53.6882 | -2.2987
DATA NOT AVAILABLE | DATA NOT AVAILABLE |  |  | GLENRIDDING HYDRO | GILLSIDE FARM, RATTLEBECK BRIDGE | PENRITH | CUMBRIA | CA11 0 | ENGLAND | 337902.95500000002 | 516869.86200000002 | HARKER - HUTTON | PENRITH BSP | GILLSROW (609666) | 11 | ELECTRICITY NORTH WEST LIMITED | HYDRO |  | 0 | 0 | 0.5 |  |  |  | 0 | 0 | 0 |  |  |  | 0 | 0 | 0 |  | CONNECTED | 0.5 | 0.47499999999999998 | 0.5 | 0.038 | 0.04 | 1991-12-01 | 0 |  |  | 0 | 0 | [8 empty] | 2023-05-12 00:00:00 | 54.5433 | -2.9614
DATA NOT AVAILABLE | DATA NOT AVAILABLE |  |  | IMPERIAL HOTEL | IMPERIAL HOTEL | BLACKPOOL | LANCASHIRE | FY1 2HB | ENGLAND | 330717.87900000002 | 437311.06599999999 | PENWORTHAM WEST GSP - STANAH | BISPHAM PRY | BISPHAM PRY (400102) | 6.6 | ELECTRICITY NORTH WEST LIMITED | NATURAL GAS |  | 0 | 0 | 0.185 |  |  |  | 0 | 0 | 0 |  |  |  | 0 | 0 | 0 |  | CONNECTED | 0.185 | 0.38 | 0.4 | 0.38 | 0.4 | 1990-12-13 | 0 |  |  | 0 | 0 | [8 empty] | 2023-05-12 00:00:00 | 53.8274 | -3.0541
DATA NOT AVAILABLE | DATA NOT AVAILABLE | UNITED UTILITIES GROUP PLC | WICKEN HALL WTW, OGDEN LANE, NEWHEY, ROCHDALE | WICKEN HALL WTW, OGDEN LANE, NEWHEY, ROCHDALE | WICKEN HALL WTW, OGDEN LANE, NEWHEY, ROCHDALE | ROCHDALE | GREATER MANCHESTER | OL16 3TQ | ENGLAND | 396158.12 | 411945.46 | PADIHAM - ROCHDALE GSP | BELFIELD GRID | MILNROW (304883) | 6.6 | ELECTRICITY NORTH WEST LIMITED | PV |  | 0 | 0 | 0.55 |  |  |  | 0 | 0 | 0 |  |  |  | 0 | 0 | 0 |  | CONNECTED | 0.55 | 0.52249999999999996 | 0.55000000000000004 | 0.35245 | 0.371 | 2017-12-01 | 0 |  |  | 0 | 0 | [8 empty] | 2023-05-12 00:00:00 | 53.6041 | -2.0595
DATA NOT AVAILABLE | DATA NOT AVAILABLE |  |  | MORRISON SUPERMARKET DUKINFIELD | 94 FOUNDRY STREET, DUKINFIELD | DUKINFIELD | GREATER MANCHESTER | SK16 5PJ | ENGLAND | 394654.07199999999 | 397878.95199999999 | STALYBRIDGE | HEYROD | TAME VALLEY (300209) | 6.6 | ELECTRICITY NORTH WEST LIMITED | NATURAL GAS |  | 0 | 0 | 0.183 |  |  |  | 0 | 0 | 0 |  |  |  | 0 | 0 | 0 |  | CONNECTED | 0.183 | 0 | 0 | 0.50635 | 0.533 | 2009-11-01 | 0 |  |  | 0 | 0 | [8 empty] | 2023-05-12 00:00:00 | 53.4776 | -2.082
DATA NOT AVAILABLE | DATA NOT AVAILABLE | UNITED UTILITIES | LANCASTER SOLAR PARK LITTLE FELL LANE LANCASTER | LANCASTER SOLAR PARK LITTLE FELL LANE LANCASTER | LANCASTER SOLAR PARK LITTLE FELL LANE LANCASTER | KENDAL | CUMBRIA | LA2 0RF | ENGLAND | 349931.4 | 458815.46 | HEYSHAM | LANCASTER | BURROW BECK (609910) | 11 | ELECTRICITY NORTH WEST LIMITED | PV |  | 0 | 0 | 0.97 |  |  |  | 0 | 0 | 0 |  |  |  | 0 | 0 | 0 |  | CONNECTED | 0.97 | 0.94904999999999995 | 0.999 | 0.4579 | 0.482 | 2015-07-01 | 0 |  |  | 0 | 0 | [8 empty] | 2023-05-12 00:00:00 | 54.0229 | -2.7657
DATA NOT AVAILABLE | DATA NOT AVAILABLE |  |  | FURNESS GENERAL HOSPITAL, BARROW |  | BARROW-IN-FURNESS | LANCASHIRE | LA14 4LF | ENGLAND | 321089.13699999999 | 471739.02 | HARKER - HUTTON | BARROW-DEVONSHIRE RD | BARROW-DEVONSHIRE RD PRIMARY (609001) | 11 | ELECTRICITY NORTH WEST LIMITED | CHP |  | 0 | 0 | 0.8 |  |  |  | 0 | 0 | 0 |  |  |  | 0 | 0 | 0 |  | CONNECTED | 0.8 | 0.76760000000000006 | 0.80800000000000005 | 1.0925 | 1.15 | 2019-09-26 | 0 |  |  | 0 | 0 | [8 empty] | 2023-05-12 00:00:00 | 54.1354 | -3.2092
DATA NOT AVAILABLE | DATA NOT AVAILABLE |  |  | EXPORT,HIGHFIELD FARM WIND TURBINE,,,,,,DALTON IN FURNESS,CUMBRIA | EXPORT,HIGHFIELD FARM WIND TURBINE,,,,,,DALTON IN FURNESS,CUMBRIA | BARROW-IN-FURNESS | CUMBRIA | LA15 8JQ | ENGLAND | 324053.44400000002 | 473620.80200000003 | HARKER - HUTTON | ULVERSTON | DALTON (609008) | 11 | ELECTRICITY NORTH WEST LIMITED | WIND |  | 0 | 0 | 0.225 |  |  |  | 0 | 0 | 0 |  |  |  | 0 | 0 | 0 |  | CONNECTED | 0.225 | 0.21375 | 0.22500000000000001 | 0.019 | 0.02 | 2015-07-01 | 0 |  |  | 0 | 0 | [8 empty] | 2023-05-12 00:00:00 | 54.1528 | -3.1644
DATA NOT AVAILABLE | DATA NOT AVAILABLE |  | MACCLESFIELD LEISURE CENTRE, PRIORY LANE, MACCLESFIELD | MACCLESFIELD LEISURE CENTRE, PRIORY LANE, MACCLESFIELD | MACCLESFIELD LEISURE CENTRE PRIORY LANE | MACCLESFIELD | CHESHIRE | SK10 4AF | ENGLAND | 389314.85100000002 | 374481.54100000003 | MACC SUPER GRID | MACC SUPER GRID | SOUTH WEST MACC (302660) | 11 | ELECTRICITY NORTH WEST LIMITED | PV |  | 0 | 0 | 0.082 |  |  |  | 0 | 0 | 0 |  |  |  | 0 | 0 | 0 |  | CONNECTED | 0.082 | 7.8850000000000003E-2 | 8.3000000000000004E-2 | 0.2755 | 0.29 | 2023-01-24 | 0 |  |  | 0 | 0 | [8 empty] | 2023-05-12 00:00:00 | 53.2672 | -2.1617
DATA NOT AVAILABLE | DATA NOT AVAILABLE |  | MACCLESFIELD LEISURE CENTRE, PRIORY LANE, MACCLESFIELD | MACCLESFIELD LEISURE CENTRE, PRIORY LANE, MACCLESFIELD | MACCLESFIELD LEISURE CENTRE PRIORY LANE | MACCLESFIELD | CHESHIRE | SK10 4AF | ENGLAND | 389314.85100000002 | 374481.54100000003 | MACC SUPER GRID | MACC SUPER GRID | SOUTH WEST MACC (302660) | 11 | ELECTRICITY NORTH WEST LIMITED | PV |  | 0 | 0 | 0.083 |  |  |  | 0 | 0 | 0 |  |  |  | 0 | 0 | 0 |  | CONNECTED | 0.083 |  |  | 0.2755 | 0.29 | 2023-01-27 | 0 |  |  | 0 | 0 | [8 empty] | 2023-05-12 00:00:00 | 53.2672 | -2.1617
DATA NOT AVAILABLE | DATA NOT AVAILABLE | GEN FIT | MACCLESFIELD LEISURE CENTRE, PRIORY LANE, MACCLESFIELD | MACCLESFIELD LEISURE CENTRE, PRIORY LANE, MACCLESFIELD | MACCLESFIELD LEISURE CENTRE PRIORY LANE | MACCLESFIELD | CHESHIRE | SK10 4AF | ENGLAND | 389314.85100000002 | 374481.54100000003 | MACC SUPER GRID | MACC SUPER GRID | SOUTH WEST MACC (302660) | 11 | ELECTRICITY NORTH WEST LIMITED | PV |  | 0 | 0 | 0.083 |  |  |  | 0 | 0 | 0 |  |  |  | 0 | 0 | 0 |  | CONNECTED | 0.083 |  |  | 0.2755 | 0.29 | 2023-01-27 | 0 |  |  | 0 | 0 | [8 empty] | 2023-05-12 00:00:00 | 53.2672 | -2.1617
DATA NOT AVAILABLE | DATA NOT AVAILABLE | LOW CARBON ENERGY COMPANY | HERITAGE ENVELOPES LTD, BLACKBURN | HERITAGE ENVELOPES LTD, BLACKBURN | HERITAGE ENVELOPES LIMITED 6 HERITAGE HOUSE DAVYFIELD ROAD | BLACKBURN | LANCASHIRE | BB1 2LU | ENGLAND | 369454.66800000001 | 424768.63099999999 | PENWORTHAM EAST GSP - ROCHDALE GSP | LOWER DARWEN BSP | LOWER DARWEN BSP (400016) | 6.6 | ELECTRICITY NORTH WEST LIMITED | PV |  | 0 | 0 | 0.42 |  |  |  | 0 | 0 | 0 |  |  |  | 0 | 0 | 0 |  | CONNECTED | 0.42 | 0.18905 | 0.19900000000000001 | 1.425 | 1.5 |  | 0 |  |  | 0 | 0 | [8 empty] | 2023-05-12 00:00:00 | 53.7184 | -2.4643
DATA NOT AVAILABLE | DATA NOT AVAILABLE |  |  | MACCLESFIELD NUCLEUS (PARKSIDE) HOSPITAL | VICTORIA RD | MACCLESFIELD | GREATER MANCHESTER | SK10 3JF | ENGLAND | 390773.44799999997 | 373954.85100000002 | MACC SUPER GRID | MACC SUPER GRID | SOUTH WEST MACC (302660) | 11 | ELECTRICITY NORTH WEST LIMITED | NATURAL GAS |  | 0 | 0 | 0.15 |  |  |  | 0 | 0 | 0 |  |  |  | 0 | 0 | 0 |  | CONNECTED | 0.15 | 0 | 0 | 1.425 | 1.5 | 1989-05-24 | 0 |  |  | 0 | 0 | [8 empty] | 2023-05-12 00:00:00 | 53.2625 | -2.1398
DATA NOT AVAILABLE | DATA NOT AVAILABLE |  |  | ASDA CHORLEY,LEIGH ROW, CHORLEY | ASDA CHORLEY,LEIGH ROW, CHORLEY | CHORLEY | LANCASHIRE | PR7 3DL | ENGLAND | 358492.908 | 417032.61200000002 | PENWORTHAM WEST GSP - STANAH | WRIGHTINGTON | CHORLEY SOUTH (400225) | 11 | ELECTRICITY NORTH WEST LIMITED | PV |  | 0 | 0 | 0.19 |  |  |  | 0 | 0 | 0 |  |  |  | 0 | 0 | 0 |  | CONNECTED | 0.19 | 0 | 0 | 0.3857 | 0.406 | 2014-09-01 | 0 |  |  | 0 | 0 | [8 empty] | 2023-05-12 00:00:00 | 53.6481 | -2.6294
DATA NOT AVAILABLE | DATA NOT AVAILABLE | EDEN SUSTAINABLE | REAR OF UNIT 11 & 12, WHINNEY HILL RD, ACCRINGTON | REAR OF UNIT 11 & 12, WHINNEY HILL RD, ACCRINGTON | SENATOR INTERNATIONAL LIMITED UNITS 12 UNIT 11 NEWHOUSE ROAD HUNCOAT INDUSTRIAL ESTATE | ACCRINGTON | LANCASHIRE | BB5 6NA | ENGLAND | 376667.51500000001 | 430092.76799999998 | PADIHAM - ROCHDALE GSP | HUNCOAT | STRAWBERRY BANK (400012) | 6.6 | ELECTRICITY NORTH WEST LIMITED | PV |  | 0 | 0 | 0.144 |  |  |  | 0 | 0 | 0 |  |  |  | 0 | 0 | 0 |  | CONNECTED | 0.144 |  |  | 0.38 | 0.4 | 2022-06-08 | 0 |  |  | 0 | 0 | [8 empty] | 2023-05-12 00:00:00 | 53.7667 | -2.3554
DATA NOT AVAILABLE | DATA NOT AVAILABLE | UNITED UTILITIES | WALTON LE DALE WWTW, WINERY LANE | WALTON LE DALE WWTW | WALTON LE DALE WWTW | PRESTON | LANCASHIRE | PR5 0AD | ENGLAND | 354616.52100000001 | 427797.21399999998 | PENWORTHAM EAST GSP - ROCHDALE GSP | RIBBLE GSP | HOLME RD (400208) | 11 | ELECTRICITY NORTH WEST LIMITED | LANDFILL GAS |  | 0 | 0 | 0.8 |  |  |  | 0 | 0 | 0 |  |  |  | 0 | 0 | 0 |  | CONNECTED | 0.8 | 0 | 0 | 0.29355 | 0.309 | 2013-06-01 | 0 |  |  | 0 | 0 | [8 empty] | 2023-05-12 00:00:00 | 53.7446 | -2.6896
DATA NOT AVAILABLE | DATA NOT AVAILABLE |  |  | SAINSBURYS OLDHAM ST DENTON | SAINSBURYS OLDHAM ST DENTON | MANCHESTER | GREATER MANCHESTER | M34 3SJ | ENGLAND | 391324.89 | 395310.95 | STALYBRIDGE | DROYLSDEN GRID | DENTON WEST (100111) | 6.6 | ELECTRICITY NORTH WEST LIMITED | PV |  | 0 | 0 | 0.10462 |  |  |  | 0 | 0 | 0 |  |  |  | 0 | 0 | 0 |  | CONNECTED | 0.10462 | 0 | 0 | 0.38 | 0.4 | 2012-07-01 | 0 |  |  | 0 | 0 | [8 empty] | 2023-05-12 00:00:00 | 53.4545 | -2.1321
DATA NOT AVAILABLE | DATA NOT AVAILABLE |  |  | ALEXANDRA HOSPITAL | MILL LANE | STOCKPORT | GREATER MANCHESTER | SK8 2PX | ENGLAND | 385784.07699999999 | 388902.837 | SOUTH MANCHESTER GSP | MOSS NOOK GRID | HIGHER MILL (100118) | 6.6 | ELECTRICITY NORTH WEST LIMITED | NATURAL GAS |  | 0 | 0 | 0.095 |  |  |  | 0 | 0 | 0 |  |  |  | 0 | 0 | 0 |  | CONNECTED | 0.095 | 0.48069999999999996 | 0.50600000000000001 | 0.4807 | 0.506 | 1989-06-12 | 0 |  |  | 0 | 0 | [8 empty] | 2023-05-12 00:00:00 | 53.3968 | -2.2153
DATA NOT AVAILABLE | DATA NOT AVAILABLE |  |  | TARN BANK WINSCALES WORKINGTON | TARN BANK WINSCALES WORKINGTON | WORKINGTON | CUMBRIA | CA14 4JG | ENGLAND | 303323.77600000001 | 527041.48199999996 | HARKER - HUTTON | STAINBURN | LEYLAND NATIONAL (609310) | 11 | ELECTRICITY NORTH WEST LIMITED | WIND |  | 0 | 0 | 0.5 |  |  |  | 0 | 0 | 0 |  |  |  | 0 | 0 | 0 |  | CONNECTED | 0.5 | 0.49969999999999998 | 0.52600000000000002 | 0.0247 | 0.026 | 2014-06-01 | 0 |  |  | 0 | 0 | [8 empty] | 2023-05-12 00:00:00 | 54.6292 | -3.4991
DATA NOT AVAILABLE | DATA NOT AVAILABLE |  |  | BOLTON WANDERERS FC | REEBOK STADIUM, BURNDEN WAY | BOLTON | GREATER MANCHESTER | BL6 6JW | ENGLAND | 364660.99 | 409373.96 | KEARSLEY GSP | WESTHOUGHTON | LOSTOCK (200113) | 11 | ELECTRICITY NORTH WEST LIMITED | NATURAL GAS |  | 0 | 0 | 0.8 |  |  |  | 0 | 0 | 0 |  |  |  | 0 | 0 | 0 |  | CONNECTED | 0.8 | 0.76 | 0.8 | 1.9 | 2 |  | 0 |  |  | 0 | 0 | [8 empty] | 2023-05-12 00:00:00 | 53.5798 | -2.5352
DATA NOT AVAILABLE | DATA NOT AVAILABLE | ENVIRONMENTAL ROOFING SERVICES LTD | ELE ADVANCED TECHNOLOGIES, 41 CHURCHHILL WAY, HOMESHAYE INDUSTRIAL ESTATE | ELE ADVANCED TECHNOLOGIES, 41 CHURCHHILL WAY, HOMESHAYE INDUSTRIAL ESTATE | ELE ADVANCED TECHNOLOGIES LIMITED 41 CHURCHILL WAY | NELSON | LANCASHIRE | BB9 6RY | ENGLAND | 384560.38 | 437771.1 | PADIHAM - ROCHDALE GSP | NELSON GSP | SPRING COTT (400047) | 6.6 | ELECTRICITY NORTH WEST LIMITED | PV |  | 0 | 0 | 0.48 |  |  |  | 0 | 0 | 0 |  |  |  | 0 | 0 | 0 |  | CONNECTED | 0.48 | 0.18905 | 0.19900000000000001 | 1.425 | 1.5 | 2022-07-06 | 0 |  |  | 0 | 0 | [8 empty] | 2023-05-12 00:00:00 | 53.836 | -2.2361
DATA NOT AVAILABLE | DATA NOT AVAILABLE |  |  | TESCO BAGULEY | ALTRINCHAM ROAD, BAGULEY | MANCHESTER | GREATER MANCHESTER | M23 9TJ | ENGLAND | 380406.98100000003 | 389251.35700000002 | CARRINGTON | SALE BSP | BAGULEY (100103) | 0.41499999999999998 | ELECTRICITY NORTH WEST LIMITED | NATURAL GAS |  | 0 | 0 | 0.237 |  |  |  | 0 | 0 | 0 |  |  |  | 0 | 0 | 0 |  | CONNECTED | 0.237 | 0 | 0 | 0.5909 | 0.622 | 2009-06-01 | 0 |  |  | 0 | 0 | [8 empty] | 2023-05-12 00:00:00 | 53.3997 | -2.2961
DATA NOT AVAILABLE | DATA NOT AVAILABLE |  |  | STOCKPORT MBC HANOVER TOWER |  | STOCKPORT | GREATER MANCHESTER | SK5 7RJ | ENGLAND | 389523.00799999997 | 391048.43900000001 | BREDBURY | VERNON PK GRID | PORTWOOD (305211) | 6.6 | ELECTRICITY NORTH WEST LIMITED | NATURAL GAS |  | 0 | 0 | 0.29 |  |  |  | 0 | 0 | 0 |  |  |  | 0 | 0 | 0 |  | CONNECTED | 0.29 | 0.27549999999999997 | 0.28999999999999998 | 0.038 | 0.04 |  | 0 |  |  | 0 | 0 | [8 empty] | 2023-05-12 00:00:00 | 53.4161 | -2.1591
DATA NOT AVAILABLE | DATA NOT AVAILABLE |  | SUMMIT FOODS UNIT 170 WALTON SUMMIT CENT | SUMMIT FOODS UNIT 170 WALTON SUMMIT CENT | SUMMIT FOODS UNIT 170 WALTON SUMMIT CENT | PRESTON | LANCASHIRE | PR5 8AH | ENGLAND | 357296.94 | 425385.86499999999 | PENWORTHAM EAST GSP - ROCHDALE GSP | RIBBLE GSP | BAMBER BRIDGE (400201) | 11 | ELECTRICITY NORTH WEST LIMITED | PV |  | 0 | 0 | 0.083 |  |  |  | 0 | 0 | 0 |  |  |  | 0 | 0 | 0 |  | CONNECTED | 0.083 | 7.8850000000000003E-2 | 8.3000000000000004E-2 | 0.4845 | 0.51 | 2016-12-01 | 0 |  |  | 0 | 0 | [8 empty] | 2023-05-12 00:00:00 | 53.7231 | -2.6486
DATA NOT AVAILABLE | DATA NOT AVAILABLE |  |  | LANCASTER WWTW | LANCASTER WWTW | LANCASTER | LANCASHIRE | LA2 0AG | ENGLAND | 346188.62199999997 | 459144.47 | HEYSHAM | LANCASTER | BURROW BECK (609910) | 11 | ELECTRICITY NORTH WEST LIMITED | BIOGAS |  | 0 | 0 | 0.825 |  |  |  | 0 | 0 | 0 |  |  |  | 0 | 0 | 0 |  | CONNECTED | 0.825 | 0.70109999999999995 | 0.73799999999999999 | 1.6767 | 1.765 | 2010-07-01 | 0 |  |  | 0 | 0 | [8 empty] | 2023-05-12 00:00:00 | 54.0255 | -2.8229
DATA NOT AVAILABLE | DATA NOT AVAILABLE |  |  | MOD ROACH BANK WAY | MOD ROACH BANK WAY | ROCHDALE | GREATER MANCHESTER | BL9 8RY | ENGLAND | 381366.12699999998 | 408965.02899999998 | KEARSLEY GSP | BURY GRID | DUMERS LN (200214) | 11 | ELECTRICITY NORTH WEST LIMITED | NATURAL GAS |  | 0 | 0 | 0.185 |  |  |  | 0 | 0 | 0 |  |  |  | 0 | 0 | 0 |  | CONNECTED | 0.185 | 1.3299999999999998 | 1.4 | 1.33 | 1.4 | 2008-02-01 | 0 |  |  | 0 | 0 | [8 empty] | 2023-05-12 00:00:00 | 53.5769 | -2.2829
DATA NOT AVAILABLE | DATA NOT AVAILABLE | G59 SERVICES LTD | STAGECOACH DEPOT (OFFICE), DAW BANK, STOCKPORT | STAGECOACH DEPOT (WORKSHOP), DAW BANK, STOCKPORT | STAGECOACH DEPOT (WORKSHOP), DAW BANK, STOCKPORT | STOCKPORT | CHESHIRE | SK3 0DU | ENGLAND | 389088 | 390124 | BREDBURY GSP | ADSWOOD | BRINKSWAY | 0.41499999999999998 | ELECTRICITY NORTH WEST LIMITED | PV |  | 0 | 0 | 0.22 |  |  |  | 0 | 0 | 0 |  |  |  | 0 | 0 | 0 |  | CONNECTED | 0.22 | 0 | 0 | 0.114 | 0.12 | 2015-12-10 | 0 |  |  | 0 | 0 | [8 empty] | 2023-05-12 00:00:00 | 53.4078 | -2.1656
DATA NOT AVAILABLE | DATA NOT AVAILABLE | WIRELESS EDGE COMMUNICATIONS LTD | ALDI HIGHER LANE, WHITEFIELD | ALDI STORE HIGHER LANE WHITEFIELD | ALDI STORE HIGHER LANE WHITEFIELD | MANCHESTER | GREATER MANCHESTER | M45 7EA | ENGLAND | 380758 | 405215 | KEARSLEY LOCAL 33 GSP | DATA NOT AVAILABLE | MOSS LANE | 0.41499999999999998 | ELECTRICITY NORTH WEST LIMITED | PV |  | 0 | 0 | 0.05 |  |  |  | 0 | 0 | 0 |  |  |  | 0 | 0 | 0 |  | CONNECTED | 0.05 | 0 | 0 | 0.133 | 0.14 | 2015-11-29 | 0 |  |  | 0 | 0 | [8 empty] | 2023-05-12 00:00:00 | 53.5432 | -2.2918
DATA NOT AVAILABLE | DATA NOT AVAILABLE |  |  | WIGAN MBC - CANSFIELD HIGH SCHOOL | OLD RD | WIGAN | LANCASHIRE | WN4 9TP | ENGLAND | 357307 | 399850 | DATA NOT AVAILABLE | DATA NOT AVAILABLE | DATA NOT AVAILABLE | 0.41499999999999998 | ELECTRICITY NORTH WEST LIMITED | NATURAL GAS |  | 0 | 0 | 0.075 |  |  |  | 0 | 0 | 0 |  |  |  | 0 | 0 | 0 |  | CONNECTED | 0.075 |  |  | 0.2375 | 0.25 | 1990-09-05 | 0 |  |  | 0 | 0 | [8 empty] | 2023-05-12 00:00:00 | 53.4936 | -2.645
DATA NOT AVAILABLE | DATA NOT AVAILABLE | ENER-G COMBINED POWER LTD | CANSFIELD HIGH SCHOOL, OLD ROAD, ASHTON-IN-MAKERFIELD, WIGAN | CANSFIELD HIGH SCHOOL, OLD ROAD, ASHTON-IN-MAKERFIELD, WIGAN | CANSFIELD HIGH SCHOOL, OLD ROAD, ASHTON-IN-MAKERFIELD, WIGAN | WIGAN | LANCASHIRE | WN4 9TP | ENGLAND | 357307 | 399850 | BOLD DSCP IMP | GOLBORNE | ASHTON (GOLBORNE) | 0.41499999999999998 | ELECTRICITY NORTH WEST LIMITED | NATURAL GAS |  | 0 | 0 | 0.16 |  |  |  | 0 | 0 | 0 |  |  |  | 0 | 0 | 0 |  | CONNECTED | 0.16 | 0 | 0 | 0.2375 | 0.25 | 2015-06-30 | 0 |  |  | 0 | 0 | [8 empty] | 2023-05-12 00:00:00 | 53.4936 | -2.645
DATA NOT AVAILABLE | DATA NOT AVAILABLE | G59 SERVICES LTD | STAGECOACH DEPOT (WORKSHOP), DAW BANK, STOCKPORT | STAGECOACH DEPOT (WORKSHOP), DAW BANK, STOCKPORT | STAGECOACH DEPOT (WORKSHOP), DAW BANK, STOCKPORT | STOCKPORT | CHESHIRE | SK3 0DU | ENGLAND | 389088 | 390124 | BREDBURY GSP | ADSWOOD | BRINKSWAY | 0.41499999999999998 | ELECTRICITY NORTH WEST LIMITED | PV |  | 0 | 0 | 0.22 |  |  |  | 0 | 0 | 0 |  |  |  | 0 | 0 | 0 |  | CONNECTED | 0.22 | 0 | 0 | 0.114 | 0.12 | 2015-12-10 | 0 |  |  | 0 | 0 | [8 empty] | 2023-05-12 00:00:00 | 53.4078 | -2.1656
DATA NOT AVAILABLE | DATA NOT AVAILABLE |  | AKEY RIGG FARM, TROUTBECK, PENRITH | ASKEY RIGG FARM, TROUTBECK PENRITH | ASKEY RIGG FARM, TROUTBECK PENRITH | PENRITH | CUMBRIA | CA11 0SZ | ENGLAND | 336558 | 528115 | HARKER ENWL SGTS 1 2 3A 4 / HUTTON GSP GROUP | PENRITH & SHAP | GILLSROW | 0.41499999999999998 | ELECTRICITY NORTH WEST LIMITED | PV |  | 0 | 0 | 0.1 |  |  |  | 0 | 0 | 0 |  |  |  | 0 | 0 | 0 |  | CONNECTED | 0.1 | 9.5000000000000001E-2 | 0.1 | 0.0475 | 0.05 | 2014-02-01 | 0 |  |  | 0 | 0 | [8 empty] | 2023-05-12 00:00:00 | 54.6441 | -2.9846
DATA NOT AVAILABLE | DATA NOT AVAILABLE | CLEAN POWER SOLUTIONS | FOULDS HOUSE FARM, BURNLEY, BB10 3QY | FOULDS HOUSE FARM, BURNLEY | FOULDS HOUSE FARM, BURNLEY | BURNLEY | LANCASHIRE | BB10 3QY | ENGLAND | 388937 | 435989 | ROCHDALE SGTS 2 3 4 | BURNLEY | BURNLEY | 0.41499999999999998 | ELECTRICITY NORTH WEST LIMITED | PV |  | 0 | 0 | 0.085 |  |  |  | 0 | 0 | 0 |  |  |  | 0 | 0 | 0 |  | CONNECTED | 0.085 | 8.0750000000000002E-2 | 8.5000000000000006E-2 | 0.019 | 0.02 | 2016-07-12 | 0 |  |  | 0 | 0 | [8 empty] | 2023-05-12 00:00:00 | 53.8201 | -2.1695
DATA NOT AVAILABLE | DATA NOT AVAILABLE | GREEN ENERGY UK DIRECT LTD | SAME DAY BEERS, BRISTOL AVE, BISPHAM | SAME DAY BEERS, BRISTOL AVE, BISPHAM | SAME DAY BEERS, BRISTOL AVE, BISPHAM | BLACKPOOL | LANCASHIRE | FY2 0JF | ENGLAND | 332442 | 439745 | PENWORTHAM WEST GSP / STANAH GSP GROUP | BISPHAM | BISPHAM | 0.41499999999999998 | ELECTRICITY NORTH WEST LIMITED | PV |  | 0 | 0 | 0.05 |  |  |  | 0 | 0 | 0 |  |  |  | 0 | 0 | 0 |  | CONNECTED | 0.05 | 7.5999999999999998E-2 | 0.08 | 0.019 | 0.02 | 2016-01-01 | 0 |  |  | 0 | 0 | [8 empty] | 2023-05-12 00:00:00 | 53.8495 | -3.0284
DATA NOT AVAILABLE | DATA NOT AVAILABLE | WIRELESS EDGE COMMUNICATIONS LTD | ALDI STORE ORDNANCE ROAD CHORLEY PR7 7EL | ALDI STORE ORDNANCE ROAD CHORLEY | ALDI STORE ORDNANCE ROAD CHORLEY | CHORLEY | LANCASHIRE | PR7 7EL | ENGLAND | 356814 | 419959 | PENWORTHAM WEST GSP / STANAH GSP GROUP | LEYLAND | BUCKSHAW | 0.41499999999999998 | ELECTRICITY NORTH WEST LIMITED | PV |  | 0 | 0 | 0.05 |  |  |  | 0 | 0 | 0 |  |  |  | 0 | 0 | 0 |  | CONNECTED | 0.05 | 0 | 0 | 0.00095 | 0.001 | 2016-05-01 | 0 |  |  | 0 | 0 | [8 empty] | 2023-05-12 00:00:00 | 53.6743 | -2.6552
DATA NOT AVAILABLE | DATA NOT AVAILABLE | ENER-G COMBINED POWER LTD | OLDHAM LEISURE CENTRE, MIDDLETON ROAD, OLDHAM | OLDHAM LEISURE CENTRE, MIDDLETON ROAD, OLDHAM | OLDHAM LEISURE CENTRE, MIDDLETON ROAD, OLDHAM | OLDHAM | GREATER MANCHESTER | OL1 3HA | ENGLAND | 392677 | 405222 | WHITEGATE GSP | GREENHILL | GREENHILL | 6.6 | ELECTRICITY NORTH WEST LIMITED | NATURAL GAS |  | 0 | 0 | 0.068 |  |  |  | 0 | 0 | 0 |  |  |  | 0 | 0 | 0 |  | CONNECTED | 0.068 | 0 | 0 | 0 | 0 | 2015-11-05 | 0 |  |  | 0 | 0 | [8 empty] | 2023-05-12 00:00:00 | 53.5436 | -2.112
DATA NOT AVAILABLE | DATA NOT AVAILABLE | EDEN SUSTAINABLE | UNIT 3, SHORTEN BROOK DR, ALTHAM BUS PK, ACCRINGTON | UNIT 3, SHORTEN BROOK DR, ALTHAM BUS PK, ACCRINGTON |  |  |  | BB5 5YH | ENGLAND | 377639 | 432627 | PADIHAM | PADIHAM | PADIHAM | 0.4 | ELECTRICITY NORTH WEST LIMITED | PV |  | 0 | 0 | 0.11 |  |  |  | 0 | 0 | 0 |  |  |  | 0 | 0 | 0 |  | CONNECTED | 0.11 | 0.1045 | 0.11 | 0.285 | 0.3 | 2022-06-08 | 0 |  |  | 0 | 0 | [8 empty] | 2023-05-12 00:00:00 | 53.7895 | -2.3409
DATA NOT AVAILABLE | DATA NOT AVAILABLE | WESTWOOD ENERGY LTD | NORTHWOODS FARM, EAGLAND HILL, NEW LANE, PRESTON | NORTHWOODS FARM, NEW LANE, EAGLAND HILL | NORTHWOODS FARM, NEW LANE | EAGLAND HILL | LANCASHIRE | PR3 6BA | ENGLAND | 343216 | 445233 | HEYSHAM | LANCASTER | PREESALL | 0.4 | ELECTRICITY NORTH WEST LIMITED | PV |  | 0 | 0 | 0.09 |  |  |  | 0 | 0 | 0 |  |  |  | 0 | 0 | 0 |  | CONNECTED | 0.09 | 4.7500000000000001E-2 | 0.05 | 0.1045 | 0.11 | 2022-05-16 | 0 |  |  | 0 | 0 | [8 empty] | 2023-05-12 00:00:00 | 53.9001 | -2.8657
DATA NOT AVAILABLE | DATA NOT AVAILABLE | CLEAN POWER SOLUTIONS | STRIBERS ALLOTMENT, UNDERHELM FARM | UNDERHELM FARM GRASMERE | UNDERHELM FARM GRASMERE | KENDAL | CUMBRIA | LA22 9QN | ENGLAND | 333051 | 508485 | HARKER ENWL SGTS 1 2 3A 4 / HUTTON GSP GROUP | KENDAL (PARKSIDE RD) | AMBLESIDE | 0.23 | ELECTRICITY NORTH WEST LIMITED | WIND |  | 0 | 0 | 0.05 |  |  |  | 0 | 0 | 0 |  |  |  | 0 | 0 | 0 |  | CONNECTED | 0.05 | 4.7500000000000001E-2 | 0.05 | 0.0095 | 0.01 | 2012-04-01 | 0 |  |  | 0 | 0 | [8 empty] | 2023-05-12 00:00:00 | 54.4673 | -3.0344
DATA NOT AVAILABLE | DATA NOT AVAILABLE | POWER SYSTEMS CONSULTANCY | PONSONBY OLD HALL SEASCALE | PONSONBY OLD HALL FARM SEASCALE | PONSONBY OLD HALL FARM SEASCALE | SEASCALE | CUMBRIA | CA20 1BX | ENGLAND | 305609 | 505477 | HARKER ENWL SGTS 1 2 3A 4 / HUTTON GSP GROUP | EGREMONT | MIDWAY | 0.41499999999999998 | ELECTRICITY NORTH WEST LIMITED | BIOMASS |  | 0 | 0 | 0.25 |  |  |  | 0 | 0 | 0 |  |  |  | 0 | 0 | 0 |  | CONNECTED | 0.25 | 0.23749999999999999 | 0.25 | 0.1995 | 0.21 | 2014-01-01 | 0 |  |  | 0 | 0 | [8 empty] | 2023-05-12 00:00:00 | 54.4359 | -3.4568
DATA NOT AVAILABLE | DATA NOT AVAILABLE | TURBINE SERVICES | SANDGATE FARM, GRANGE-OVER-SANDS, LA11 7LD | SANDGATE FARM GRANGE OVER SANDS | SANDGATE FARM GRANGE OVER SANDS | CARTMELL | CUMBRIA | LA11 7LD | ENGLAND | 335486 | 475714 | HARKER ENWL SGTS 1 2 3A 4 / HUTTON GSP GROUP | ULVERSTON | GRANGE | 0.41499999999999998 | ELECTRICITY NORTH WEST LIMITED | WIND |  | 0 | 0 | 0.09 |  |  |  | 0 | 0 | 0 |  |  |  | 0 | 0 | 0 |  | CONNECTED | 0.09 | 8.5499999999999993E-2 | 0.09 | 0.0475 | 0.05 | 2012-03-01 | 0 |  |  | 0 | 0 | [8 empty] | 2023-05-12 00:00:00 | 54.1731 | -2.9898
DATA NOT AVAILABLE | DATA NOT AVAILABLE | THE LOW CARBON ENERGY COMPANY | CROW WOOD LEISURE, ROYAL ROAD, BURNLEY | CROW WOOD LEISURE, ROYAL ROAD, BURNLEY | CROW WOOD LEISURE, ROYAL ROAD, BURNLEY | BURNLEY | LANCASHIRE | BB12 0RT | ENGLAND | 383404 | 433923 | ROCHDALE SGTS 2 3 4 | BURNLEY | BURNLEY NORTH | 0.41499999999999998 | ELECTRICITY NORTH WEST LIMITED | PV |  | 0 | 0 | 0.05 |  |  |  | 0 | 0 | 0 |  |  |  | 0 | 0 | 0 |  | CONNECTED | 0.05 |  |  | 0.3325 | 0.35 | 2017-08-14 | 0 |  |  | 0 | 0 | [8 empty] | 2023-05-12 00:00:00 | 53.8013 | -2.2535
DATA NOT AVAILABLE | DATA NOT AVAILABLE | THE LOW CARBON ENERGY COMPANY | TODDERSTAFFE HALL FARM, SINGLETON | TODDERSTAFFE HALL FARM, SINGLETON | TODDERSTAFFE HALL FARM, SINGLETON | KNOTT END ON SEA | LANCASHIRE | FY6 8LF | ENGLAND | 336768 | 436761 | PENWORTHAM WEST GSP / STANAH GSP GROUP | BISPHAM | POULTON | 0.41499999999999998 | ELECTRICITY NORTH WEST LIMITED | PV |  | 0 | 0 | 0.05 |  |  |  | 0 | 0 | 0 |  |  |  | 0 | 0 | 0 |  | CONNECTED | 0.05 | 4.7500000000000001E-2 | 0.05 | 0.1045 | 0.11 | 2017-12-01 | 0 |  |  | 0 | 0 | [8 empty] | 2023-05-12 00:00:00 | 53.8233 | -2.962
DATA NOT AVAILABLE | DATA NOT AVAILABLE |  |  | CROW WOOD LEISURE CENTRE BURNLEY | CROW WOOD LEISURE CENTRE BURNLEY | BURNLEY | LANCASHIRE | BB12 0RT | ENGLAND | 383404 | 433923 | ROCHDALE SGTS 2 3 4 | BURNLEY | BURNLEY NORTH | 0.41499999999999998 | ELECTRICITY NORTH WEST LIMITED | NATURAL GAS |  | 0 | 0 | 0.2 |  |  |  | 0 | 0 | 0 |  |  |  | 0 | 0 | 0 |  | CONNECTED | 0.2 | 0 | 0 | 0.3325 | 0.35 | 2014-07-01 | 0 |  |  | 0 | 0 | [8 empty] | 2023-05-12 00:00:00 | 53.8013 | -2.2535
DATA NOT AVAILABLE | DATA NOT AVAILABLE | SOLARKING | STARBANK PANEL PRODUCTS, JUNCTION LANE, NEWTON-LE-WILLOWS | STARBANK PANEL PRODUCTS, JUNCTION LANE, NEWTON-LE-WILLOWS | STARBANK PANEL PRODUCTS, JUNCTION LANE, NEWTON-LE-WILLOWS | NEWTON-LE-WILLOWS | MERSEYSIDE | WA12 8DJ | ENGLAND | 357475 | 394733 | BOLD DSCP IMP | GOLBORNE | NEWTON LE WILLOWS | 11 | ELECTRICITY NORTH WEST LIMITED | PV |  | 0 | 0 | 0.2496 |  |  |  | 0 | 0 | 0 |  |  |  | 0 | 0 | 0 |  | CONNECTED | 0.2496 | 0.23749999999999999 | 0.25 | 0.0475 | 0.05 | 2018-02-01 | 0 |  |  | 0 | 0 | [8 empty] | 2023-05-12 00:00:00 | 53.4476 | -2.6418
DATA NOT AVAILABLE | DATA NOT AVAILABLE | SMS PLC | SAINSBURY'S, MINT BRIDGE ROAD, KENDAL | SAINSBURY'S, MINT BRIDGE ROAD, KENDAL | SAINSBURY'S, MINT BRIDGE ROAD, KENDAL | CUMBRIA | CUMBRIA | LA9 6DW | ENGLAND | 351984 | 494006 | HARKER ENWL SGTS 1 2 3A 4 / HUTTON GSP GROUP | KENDAL (PARKSIDE RD) | MINTSFEET | 11 | ELECTRICITY NORTH WEST LIMITED | NATURAL GAS |  | 0 | 0 | 0.23 |  |  |  | 0 | 0 | 0 |  |  |  | 0 | 0 | 0 |  | CONNECTED | 0.23 | 0.18905 | 0.19900000000000001 | 0 | 0 | 2018-09-01 | 0 |  |  | 0 | 0 | [8 empty] | 2023-05-12 00:00:00 | 54.3393 | -2.74
DATA NOT AVAILABLE | DATA NOT AVAILABLE | ELLERGREEN HYDRO LTD | ABBEYSTEAD HYDRO STATION | ABBEYSTEAD HYDRO STATION | ABBEYSTEAD HYDRO STATION | LANCASTER | LANCASHIRE | LA2 9BQ | ENGLAND | 356175 | 454287 | HEYSHAM GSP | LANCASTER | BURROW BECK | 11 | ELECTRICITY NORTH WEST LIMITED | HYDRO |  | 0 | 0 | 0.2 |  |  |  | 0 | 0 | 0 |  |  |  | 0 | 0 | 0 |  | CONNECTED | 0.2 | 0.19190000000000002 | 0.20200000000000001 | 0 | 0 | 2019-03-01 | 0 |  |  | 0 | 0 | [8 empty] | 2023-05-12 00:00:00 | 53.9828 | -2.6698
DATA NOT AVAILABLE | DATA NOT AVAILABLE | UNITED UTILITIES | MARTHOLME ACCRINGTON WTW MARTHOLME GRANGE ACCRINGTON BB5 5UB | MARTHOLME ACCRINGTON WTW MARTHOLME GRANGE ACCRINGTON BB5 5UB | MARTHOLME ACCRINGTON WTW MARTHOLME GRANGE ACCRINGTON BB5 5UB | ACCRINGTON | LANCASHIRE | BB5 5UB | ENGLAND | 375953 | 431846 | PADIHAM GSP | HUNCOAT | BLACKBURN RD CLAYTON | 6.6 | ELECTRICITY NORTH WEST LIMITED | PV |  | 0 | 0 | 0.85 |  |  |  | 0 | 0 | 0 |  |  |  | 0 | 0 | 0 |  | CONNECTED | 0.85 | 0.8075 | 0.85 | 0.48925 | 0.515 | 2018-07-01 | 0 |  |  | 0 | 0 | [8 empty] | 2023-05-12 00:00:00 | 53.7824 | -2.3664
DATA NOT AVAILABLE | DATA NOT AVAILABLE |  |  | CLITHEROE COMMUNITY HOSPITAL | CLITHEROE COMMUNITY HOSPITAL | CLITHEROE | LANCASHIRE | BB7 4JX | ENGLAND | 376039 | 443294 | PADIHAM GSP | PADIHAM | RIBBLESDALE T14 | 0.41499999999999998 | ELECTRICITY NORTH WEST LIMITED | PV |  | 0 | 0 | 0.05 |  |  |  | 0 | 0 | 0 |  |  |  | 0 | 0 | 0 |  | CONNECTED | 0.05 | 0 | 0 | 0 | 0 | 2013-06-01 | 0 |  |  | 0 | 0 | [8 empty] | 2023-05-12 00:00:00 | 53.8853 | -2.366
DATA NOT AVAILABLE | DATA NOT AVAILABLE |  |  | KEARSLEY ACADEMY SPRINGFIELD RD KEARSLEY | KEARSLEY ACADEMY SPRINGFIELD RD KEARSLEY | BOLTON | GREATER MANCHESTER | BL4 8HY | ENGLAND | 374481 | 404839 | KEARSLEY LOCAL 33 GSP | DATA NOT AVAILABLE | FARNWORTH | 0.41499999999999998 | ELECTRICITY NORTH WEST LIMITED | NATURAL GAS |  | 0 | 0 | 0.07 |  |  |  | 0 | 0 | 0 |  |  |  | 0 | 0 | 0 |  | CONNECTED | 0.07 | 0 | 0 | 0 | 0 | 2013-04-01 | 0 |  |  | 0 | 0 | [8 empty] | 2023-05-12 00:00:00 | 53.5396 | -2.3865
DATA NOT AVAILABLE | DATA NOT AVAILABLE | MOWLANDS | UNIT 2B HAMILTON ST BLACKBURN | UNIT 2B HAMILTON ST BLACKBURN | UNIT 2B HAMILTON ST BLACKBURN | BLACKBURN | LANCASHIRE | BB2 4AJ | ENGLAND | 367685 | 427022 | PENWORTHAM EAST GSP / ROCHDALE SGT 1 GROUP | LOWER DARWEN | GRIFFIN | 0.41499999999999998 | ELECTRICITY NORTH WEST LIMITED | PV |  | 0 | 0 | 0.05 |  |  |  | 0 | 0 | 0 |  |  |  | 0 | 0 | 0 |  | CONNECTED | 0.05 | 0 | 0 | 0 | 0 | 2016-07-01 | 0 |  |  | 0 | 0 | [8 empty] | 2023-05-12 00:00:00 | 53.7386 | -2.4914
DATA NOT AVAILABLE | DATA NOT AVAILABLE | WIRELESS EDGE COMMUNICATIONS LTD | ALDI, STOCKPORT ROAD, CHEADLE HEATH | ALDI, STOCKPORT ROAD, CHEADLE HEATH | ALDI, STOCKPORT ROAD, CHEADLE HEATH | STOCKPORT | CHESHIRE | SK3 0LX | ENGLAND | 387187 | 389338 | BREDBURY GSP | ADSWOOD | BRINKSWAY | 0.41499999999999998 | ELECTRICITY NORTH WEST LIMITED | PV |  | 0 | 0 | 0.05 |  |  |  | 0 | 0 | 0 |  |  |  | 0 | 0 | 0 |  | CONNECTED | 0.05 | 0 | 0 | 0.133 | 0.14 | 2016-11-21 | 0 |  |  | 0 | 0 | [8 empty] | 2023-05-12 00:00:00 | 53.4007 | -2.1942
DATA NOT AVAILABLE | DATA NOT AVAILABLE | ENERG COMBINED POWER LTD | SKELMERSDALE COLLEGE, WN8 6LA | SKELMERDALE COLLEGE NORTHWAY SKELMERSDALE | SKELMERDALE COLLEGE NORTHWAY SKELMERSDALE | WIGAN | LANCASHIRE | WN8 6JA | ENGLAND | 350717 | 405123 | WASHWAY FARM GSP / KIRKBY GSP GROUP | SKELMERSDALE | WILLOW HEY | 11 | ELECTRICITY NORTH WEST LIMITED | NATURAL GAS |  | 0 | 0 | 0.64 |  |  |  | 0 | 0 | 0 |  |  |  | 0 | 0 | 0 |  | CONNECTED | 0.64 | 0.48069999999999996 | 0.50600000000000001 | 0.988 | 1.04 | 2013-07-01 | 0 |  |  | 0 | 0 | [8 empty] | 2023-05-12 00:00:00 | 53.5404 | -2.7451
DATA NOT AVAILABLE | DATA NOT AVAILABLE |  |  | BURY GENERAL HOSPITAL | WALMESLEY ROAD | BURY | GREATER MANCHESTER | BL9 6PG | ENGLAND | 380392 | 410761 | DATA NOT AVAILABLE | DATA NOT AVAILABLE | DATA NOT AVAILABLE | 0.41499999999999998 | ELECTRICITY NORTH WEST LIMITED | NATURAL GAS |  | 0 | 0 | 0.145 |  |  |  | 0 | 0 | 0 |  |  |  | 0 | 0 | 0 |  | CONNECTED | 0.145 |  |  | 0.019 | 0.02 | 1993-11-01 | 0 |  |  | 0 | 0 | [8 empty] | 2023-05-12 00:00:00 | 53.5931 | -2.2977
DATA NOT AVAILABLE | DATA NOT AVAILABLE |  |  | UUNW LEIGH WWTW (NEW) | HOPE CARR LANE | WIGAN | LANCASHIRE | WN7 2PW | ENGLAND | 366242 | 399716 | KEARSLEY 132 GSP | ATHERTON | BEDFORD | 11 | ELECTRICITY NORTH WEST LIMITED | BIOGAS |  | 0 | 0 | 0.176 |  |  |  | 0 | 0 | 0 |  |  |  | 0 | 0 | 0 |  | CONNECTED | 0.176 | 0.11399999999999999 | 0.12 | 0.7125 | 0.75 | 2007-04-01 | 0 |  |  | 0 | 0 | [8 empty] | 2023-05-12 00:00:00 | 53.4931 | -2.5103
DATA NOT AVAILABLE | DATA NOT AVAILABLE |  |  | CLAYTON ANILINE | ASHTON NEW RD | MANCHESTER | GREATER MANCHESTER | M11 4AR | ENGLAND | 387398 | 397659 | DATA NOT AVAILABLE | DATA NOT AVAILABLE | DATA NOT AVAILABLE | 6.6 | ELECTRICITY NORTH WEST LIMITED | NATURAL GAS |  | 0 | 0 | 0.4 |  |  |  | 0 | 0 | 0 |  |  |  | 0 | 0 | 0 |  | CONNECTED | 0.4 |  |  | 2.85 | 3 |  | 0 |  |  | 0 | 0 | [8 empty] | 2023-05-12 00:00:00 | 53.4755 | -2.1913
DATA NOT AVAILABLE | DATA NOT AVAILABLE |  |  | WEST LANCS DC - SKELMERSDALE SPORTS CTR | SKELMERSDALE LEISURE CENTRE | SKELMERSDALE | LANCASHIRE | WN8 9NL | ENGLAND | 349172 | 405279 | DATA NOT AVAILABLE | DATA NOT AVAILABLE | DATA NOT AVAILABLE | 0.41499999999999998 | ELECTRICITY NORTH WEST LIMITED | NATURAL GAS |  | 0 | 0 | 0.09 |  |  |  | 0 | 0 | 0 |  |  |  | 0 | 0 | 0 |  | CONNECTED | 0.09 |  |  | 0.0855 | 0.09 |  | 0 |  |  | 0 | 0 | [8 empty] | 2023-05-12 00:00:00 | 53.5417 | -2.7685
DATA NOT AVAILABLE | DATA NOT AVAILABLE |  |  | MORRISONS SUPERMARKET, INCE | MORRISONS SUPERMARKET, INCE | WIGAN | LANCASHIRE | WN2 2PP | ENGLAND | 360979 | 405353 | KEARSLEY 132 GSP | ATHERTON | HINDLEY GREEN | 11 | ELECTRICITY NORTH WEST LIMITED | NATURAL GAS |  | 0 | 0 | 0.15 |  |  |  | 0 | 0 | 0 |  |  |  | 0 | 0 | 0 |  | CONNECTED | 0.15 | 0 | 0 | 0.50255 | 0.529 | 2010-06-01 | 0 |  |  | 0 | 0 | [8 empty] | 2023-05-12 00:00:00 | 53.5434 | -2.5903
DATA NOT AVAILABLE | DATA NOT AVAILABLE |  |  | ELSWORTH TIMBER, FIRWOOD INDUSTRIAL ESTATE, BOLTON | ELSWORTH TIMBER, FIRWOOD INDUSTRIAL ESTATE, BOLTON | BOLTON | GREATER MANCHESTER | BL2 3TR | ENGLAND | 373467 | 410969 | KEARSLEY 132 GSP | BOLTON | UNION RD | 0.41499999999999998 | ELECTRICITY NORTH WEST LIMITED | PV |  | 0 | 0 | 0.05 |  |  |  | 0 | 0 | 0 |  |  |  | 0 | 0 | 0 |  | CONNECTED | 0.05 | 4.7500000000000001E-2 | 0.05 | 0.00095 | 0.001 | 2016-03-01 | 0 |  |  | 0 | 0 | [8 empty] | 2023-05-12 00:00:00 | 53.5946 | -2.4024
DATA NOT AVAILABLE | DATA NOT AVAILABLE |  |  | VIRGIN MEDIA UNIT 1, MILTON COURTHORSEFIELD, BREDBURY INDUSTRIAL PARK, STOCKPORT | VIRGIN MEDIA UNIT 1, MILTON COURTHORSEFIELD, BREDBURY INDUSTRIAL PARK, STOCKPORT | STOCKPORT | CHESHIRE | SK6 2TD | ENGLAND | 392861 | 392337 | BREDBURY GSP | VERNON PARK | WOODLEY | 0.41499999999999998 | ELECTRICITY NORTH WEST LIMITED | OIL |  | 0 | 0 | 0.22 |  |  |  | 0 | 0 | 0 |  |  |  | 0 | 0 | 0 |  | CONNECTED | 0.22 | 0 | 0 | 0.1425 | 0.15 | 2016-09-01 | 0 |  |  | 0 | 0 | [8 empty] | 2023-05-12 00:00:00 | 53.4278 | -2.1089
DATA NOT AVAILABLE | DATA NOT AVAILABLE |  |  | MBDA BOLTON JUNCTION 4, M61 LOGISTICS NORTH | MBDA BOLTON JUNCTION 4, M61 LOGISTICS NORTH | BOLTON | GREATER MANCHESTER | BL5 1BT | ENGLAND | 369005 | 406051 | KEARSLEY LOCAL 33 GSP | DATA NOT AVAILABLE | LITTLE HULTON | 11 | ELECTRICITY NORTH WEST LIMITED | PV |  | 0 | 0 | 0.05 |  |  |  | 0 | 0 | 0 |  |  |  | 0 | 0 | 0 |  | CONNECTED | 0.05 | 0 | 0 | 0.855 | 0.9 | 2016-09-01 | 0 |  |  | 0 | 0 | [8 empty] | 2023-05-12 00:00:00 | 53.5502 | -2.4693
DATA NOT AVAILABLE | DATA NOT AVAILABLE |  |  | ST BENEDICTS SCHOOL WHITEHAVEN | ST BENEDICTS SCHOOL WHITEHAVEN | WHITEHAVEN | CUMBRIA | CA28 8UG | ENGLAND | 299114 | 517592 | HARKER ENWL SGTS 1 2 3A 4 / HUTTON GSP GROUP | EGREMONT | HENSINGHAM | 0.41499999999999998 | ELECTRICITY NORTH WEST LIMITED | PV |  | 0 | 0 | 0.05 |  |  |  | 0 | 0 | 0 |  |  |  | 0 | 0 | 0 |  | CONNECTED | 0.05 | 0 | 0 | 0.1748 | 0.184 | 2012-09-01 | 0 |  |  | 0 | 0 | [8 empty] | 2023-05-12 00:00:00 | 54.5435 | -3.561
DATA NOT AVAILABLE | DATA NOT AVAILABLE |  |  | COLUMBIA MILL BEDFORD ST BOLTON | COLUMBIA MILL BEDFORD ST BOLTON | BOLTON | GREATER MANCHESTER | BL1 4BA | ENGLAND | 370526 | 409612 | KEARSLEY 132 GSP | BOLTON | MUSGRAVE RD | 0.41499999999999998 | ELECTRICITY NORTH WEST LIMITED | PV |  | 0 | 0 | 0.05 |  |  |  | 0 | 0 | 0 |  |  |  | 0 | 0 | 0 |  | CONNECTED | 0.05 | 0 | 0 | 0.19 | 0.2 | 2012-05-01 | 0 |  |  | 0 | 0 | [8 empty] | 2023-05-12 00:00:00 | 53.5823 | -2.4467
DATA NOT AVAILABLE | DATA NOT AVAILABLE |  |  | WEST CUMBERLAND HOSP WHITEHAVEN | WEST CUMBERLAND HOSP WHITEHAVEN | WHITEHAVEN | CUMBRIA | CA28 8JG | ENGLAND | 298940 | 516115 | HARKER ENWL SGTS 1 2 3A 4 / HUTTON GSP GROUP | EGREMONT | HENSINGHAM | 11 | ELECTRICITY NORTH WEST LIMITED | BIODIESEL |  | 0 | 0 | 0.375 |  |  |  | 0 | 0 | 0 |  |  |  | 0 | 0 | 0 |  | CONNECTED | 0.375 | 0 | 0 | 1.615 | 1.7 | 2014-10-01 | 0 |  |  | 0 | 0 | [8 empty] | 2023-05-12 00:00:00 | 54.5302 | -3.5632
DATA NOT AVAILABLE | DATA NOT AVAILABLE |  |  | POW MOTEY FARM LANGRIGG WIGTON | POW MOTEY FARM LANGRIGG WIGTON | CARLISLE | CUMBRIA | CA7 3LH | ENGLAND | 316510 | 545787 | HARKER ENWL SGTS 1 2 3A 4 / HUTTON GSP GROUP | CARLISLE | WIGTON | 0.41499999999999998 | ELECTRICITY NORTH WEST LIMITED | WIND |  | 0 | 0 | 0.08 |  |  |  | 0 | 0 | 0 |  |  |  | 0 | 0 | 0 |  | CONNECTED | 0.08 | 0 | 0 | 0.00095 | 0.001 | 2013-05-01 | 0 |  |  | 0 | 0 | [8 empty] | 2023-05-12 00:00:00 | 54.8 | -3.3002
DATA NOT AVAILABLE | DATA NOT AVAILABLE |  |  | WILLIAM THOMPSON CENTRE | WILLIAM THOMPSON CENTRE | BURNLEY | LANCASHIRE | BB11 2AE | ENGLAND | 384117 | 432475 | ROCHDALE SGTS 2 3 4 | BURNLEY | BURNLEY CENTRE | 0.41499999999999998 | ELECTRICITY NORTH WEST LIMITED | NATURAL GAS |  | 0 | 0 | 0.12 |  |  |  | 0 | 0 | 0 |  |  |  | 0 | 0 | 0 |  | CONNECTED | 0.12 | 0 | 0 | 0.2318 | 0.244 | 1987-01-01 | 0 |  |  | 0 | 0 | [8 empty] | 2023-05-12 00:00:00 | 53.7883 | -2.2426
DATA NOT AVAILABLE | DATA NOT AVAILABLE |  |  | WYTHENSHAWE HOSPITAL (PHASE 1) | SOUTHMOOR ROAD | MANCHESTER | GREATER MANCHESTER | M23 9LT | ENGLAND | 380598 | 388039 | CARRINGTON ENWL SGTS 1B 2B 4 7 | SALE | BAGULEY | 0.41499999999999998 | ELECTRICITY NORTH WEST LIMITED | NATURAL GAS |  | 0 | 0 | 0.06 |  |  |  | 0 | 0 | 0 |  |  |  | 0 | 0 | 0 |  | CONNECTED | 0.06 | 0 | 0 | 0 | 0 |  | 0 |  |  | 0 | 0 | [8 empty] | 2023-05-12 00:00:00 | 53.3888 | -2.2932
DATA NOT AVAILABLE | DATA NOT AVAILABLE |  |  | GEC - TRAFFORD PARK | TRAFFORD PARK | MANCHESTER | GREATER MANCHESTER | M17 | ENGLAND | 381156 | 396441 | SOUTH MANCHESTER GSP | STRETFORD | DATA NOT AVAILABLE | 33 | ELECTRICITY NORTH WEST LIMITED | KINETIC |  | 0 | 0 | 0.5 |  |  |  | 0 | 0 | 0 |  |  |  | 0 | 0 | 0 |  | CONNECTED | 0.5 | 0 | 0 | 0.665 | 0.7 |  | 0 |  |  | 0 | 0 | [8 empty] | 2023-05-12 00:00:00 | 53.4644 | -2.2853
DATA NOT AVAILABLE | DATA NOT AVAILABLE |  |  | UUNW MORECAMBE WWTW, HEYSHAM. | HEYSHAM BUSINESS PARK, MIDDLETON RD | LANCASTER | LANCASHIRE | LA3 3PP | ENGLAND | 341583 | 458713 | HEYSHAM GSP | TRIMPELL | TRIMPELL | 11 | ELECTRICITY NORTH WEST LIMITED | OIL |  | 0 | 0 | 0.27 |  |  |  | 0 | 0 | 0 |  |  |  | 0 | 0 | 0 |  | CONNECTED | 0.27 | 0.28499999999999998 | 0.3 | 0.285 | 0.3 | 2004-09-04 | 0 |  |  | 0 | 0 | [8 empty] | 2023-05-12 00:00:00 | 54.0211 | -2.8931
DATA NOT AVAILABLE | DATA NOT AVAILABLE |  |  | CIS CHIEF SERVICE TOWER | MILLER STREET | MANCHESTER | GREATER MANCHESTER | M60 0AL | ENGLAND | 384194 | 398971 | WHITEGATE GSP | RED BANK | ANCOATS NORTH T11 & T12 | 6.6 | ELECTRICITY NORTH WEST LIMITED | PV |  | 0 | 0 | 0.29 |  |  |  | 0 | 0 | 0 |  |  |  | 0 | 0 | 0 |  | CONNECTED | 0.29 | 0 | 0 | 0 | 0 | 2006-03-01 | 0 |  |  | 0 | 0 | [8 empty] | 2023-05-12 00:00:00 | 53.4872 | -2.2397
DATA NOT AVAILABLE | DATA NOT AVAILABLE |  |  | LITTLE WOOLDEN HALL | HOLCROFT LANE | WARRINGTON | MERSEYSIDE | WA3 5AR | ENGLAND | 368492 | 394196 | BOLD DSCP IMP | GOLBORNE | CULCHETH | 11 | ELECTRICITY NORTH WEST LIMITED | BIOMASS |  | 0 | 0 | 0.275 |  |  |  | 0 | 0 | 0 |  |  |  | 0 | 0 | 0 |  | CONNECTED | 0.275 | 0.26124999999999998 | 0.27500000000000002 | 0.0475 | 0.05 | 2005-10-13 | 0 |  |  | 0 | 0 | [8 empty] | 2023-05-12 00:00:00 | 53.4436 | -2.4758
DATA NOT AVAILABLE | DATA NOT AVAILABLE |  |  | UUNW LANCASTER WWTW (STODDAY) | OLD ALDCLIFFE LANE | LANCASTER | LANCASHIRE | LA2 0AG | ENGLAND | 346554 | 458607 | HEYSHAM GSP | LANCASTER | BURROW BECK | 0.41499999999999998 | ELECTRICITY NORTH WEST LIMITED | BIOGAS |  | 0 | 0 | 0.1 |  |  |  | 0 | 0 | 0 |  |  |  | 0 | 0 | 0 |  | CONNECTED | 0.1 | 9.5000000000000001E-2 | 0.1 | 0.38 | 0.4 | 2005-07-01 | 0 |  |  | 0 | 0 | [8 empty] | 2023-05-12 00:00:00 | 54.0207 | -2.8172
DATA NOT AVAILABLE | DATA NOT AVAILABLE |  |  | SALT AYRE SPORTS CENTRE LANCASTER | SALT AYRE SPORTS CENTRE LANCASTER | LANCASTER | LANCASHIRE | LA1 5JS | ENGLAND | 346238 | 462451 | HEYSHAM GSP | LANCASTER | LANCASTER | 11 | ELECTRICITY NORTH WEST LIMITED | PV |  | 0 | 0 | 0.05 |  |  |  | 0 | 0 | 0 |  |  |  | 0 | 0 | 0 |  | CONNECTED | 0.05 | 0 | 0 | 0.2945 | 0.31 | 2013-01-01 | 0 |  |  | 0 | 0 | [8 empty] | 2023-05-12 00:00:00 | 54.0552 | -2.8227
DATA NOT AVAILABLE | DATA NOT AVAILABLE |  |  | UUNW OLDHAM WWTW | FOXDENTON LANE | OLDHAM | GREATER MANCHESTER | OL9 9XD | ENGLAND | 389164 | 404068 | WHITEGATE GSP | CHADDERTON | CHADDERTON | 6.6 | ELECTRICITY NORTH WEST LIMITED | BIOGAS |  | 0 | 0 | 0.63 |  |  |  | 0 | 0 | 0 |  |  |  | 0 | 0 | 0 |  | CONNECTED | 0.63 | 0.99370000000000003 | 1.046 | 0.9937 | 1.046 | 1993-02-01 | 0 |  |  | 0 | 0 | [8 empty] | 2023-05-12 00:00:00 | 53.5332 | -2.165
DATA NOT AVAILABLE | DATA NOT AVAILABLE |  |  | SALT AYRE LEISURE CENTRE | SALT AYRE LANE | LANCASTER | LANCASHIRE | LA1 5JS | ENGLAND | 346238 | 462451 | HEYSHAM GSP | LANCASTER | LANCASTER | 11 | ELECTRICITY NORTH WEST LIMITED | NATURAL GAS |  | 0 | 0 | 0.09 |  |  |  | 0 | 0 | 0 |  |  |  | 0 | 0 | 0 |  | CONNECTED | 0.09 | 0.40849999999999997 | 0.43 | 0.2945 | 0.31 | 1997-07-16 | 0 |  |  | 0 | 0 | [8 empty] | 2023-05-12 00:00:00 | 54.0552 | -2.8227
DATA NOT AVAILABLE | DATA NOT AVAILABLE |  |  | LYTHAM HOSPITAL | LYTHAM HOSPITAL | LYTHAM ST ANNES | LANCASHIRE | FY8 5EE | ENGLAND | 337611 | 427304 | PENWORTHAM WEST GSP / STANAH GSP GROUP | LYTHAM | SOUTH PARK | 0.41499999999999998 | ELECTRICITY NORTH WEST LIMITED | NATURAL GAS |  | 0 | 0 | 0.054 |  |  |  | 0 | 0 | 0 |  |  |  | 0 | 0 | 0 |  | CONNECTED | 0.054 | 0 | 0 | 0.152 | 0.16 | 1993-12-16 | 0 |  |  | 0 | 0 | [8 empty] | 2023-05-12 00:00:00 | 53.7384 | -2.9473
DATA NOT AVAILABLE | DATA NOT AVAILABLE | APPLIED POWER ENGINEERING | ASDA SUPERSTORE, BURNLEY, BB12 0EQ | ASDA, PRINCESS WAY, BURNLEY | ASDA, PRINCESS WAY, BURNLEY | BURNLEY | LANCASHIRE | BB12 0EQ | ENGLAND | 383978.386 | 433304.647 | PADIHAM - ROCHDALE GSP | BURNLEY GSP | BURNLEY NORTH (400049) | 6.6 | ELECTRICITY NORTH WEST LIMITED | OIL |  | 0 | 0 | 0.8 |  |  |  | 0 | 0 | 0 |  |  |  | 0 | 0 | 0 |  | CONNECTED | 0.8 | 0.61749999999999994 | 0.65 | 0.40945 | 0.431 | 2013-10-01 | 0 |  |  | 0 | 0 | [8 empty] | 2023-05-12 00:00:00 | 53.7958 | -2.2447
DATA NOT AVAILABLE | DATA NOT AVAILABLE |  |  | HILTON INTERNATIONAL - M/C AIRPORT | OUTWOOD LANE, RINGWAY | MANCHESTER | GREATER MANCHESTER | M90 4WP | ENGLAND | 382067.05099999998 | 385491.37400000001 | SOUTH MANCHESTER GSP | MOSS NOOK GRID | THORLEY LANE (100126) | 11 | ELECTRICITY NORTH WEST LIMITED | NATURAL GAS |  | 0 | 0 | 0.167 |  |  |  | 0 | 0 | 0 |  |  |  | 0 | 0 | 0 |  | CONNECTED | 0.167 |  |  | 0.38 | 0.4 | 1995-10-01 | 0 |  |  | 0 | 0 | [8 empty] | 2023-05-12 00:00:00 | 53.366 | -2.271
DATA NOT AVAILABLE | DATA NOT AVAILABLE | WM MORRISON SUPERMARKETS LIMITED | WM MORRISON SUPERMARKETS LIMITED, OLYMPIAN WAY, LEYLAND, LANCASHIRE, PR25 3UR | WM MORRISON SUPERMARKETS LIMITED, | OLYMPIAN WAY, | LEYLAND | LANCASHIRE | PR25 3UR | ENGLAND | 354228.20699999999 | 422862.68599999999 | PENWORTHAM WEST GSP - STANAH | LEYLAND BSP | BOW LN (400203) | 11 | ELECTRICITY NORTH WEST LIMITED | NATURAL GAS |  | 0 | 0 | 0.15 |  |  |  | 0 | 0 | 0 |  |  |  | 0 | 0 | 0 |  | CONNECTED | 0.15 | 0 | 0 | 0.57 | 0.6 | 2010-07-01 | 0 |  |  | 0 | 0 | [8 empty] | 2023-05-12 00:00:00 | 53.7002 | -2.6948
DATA NOT AVAILABLE | DATA NOT AVAILABLE |  |  | BRITISH GAS - TURBO EXPANDER STRETFORD | LONGFORD ROAD | MANCHESTER | GREATER MANCHESTER | M32 0HQ | ENGLAND | 379995.48 | 395153.15 | SOUTH MANCHESTER GSP | STRETFORD GRID | LONGFORD BRIDGE (100638) | 6.6 | ELECTRICITY NORTH WEST LIMITED | KINETIC |  | 0 | 0 | 0.25 |  |  |  | 0 | 0 | 0 |  |  |  | 0 | 0 | 0 |  | CONNECTED | 0.25 | 0.47499999999999998 | 0.5 | 0.266 | 0.28 |  | 0 |  |  | 0 | 0 | [8 empty] | 2023-05-12 00:00:00 | 53.4528 | -2.3027
DATA NOT AVAILABLE | DATA NOT AVAILABLE |  |  | PHILIPS COMPONENTS | SIMONSTONE WORKS, SIMONSTONE LANE | BURNLEY | LANCASHIRE | BB12 7NF | ENGLAND | 377471.33 | 433399.071 | PADIHAM - ROCHDALE GSP | PADIHAM BSP | PADIHAM BSP (400071) | 11 | ELECTRICITY NORTH WEST LIMITED | OIL |  | 0 | 0 | 0.727 |  |  |  | 0 | 0 | 0 |  |  |  | 0 | 0 | 0 |  | CONNECTED | 0.727 | 1.9 | 2 | 1.9 | 2 |  | 0 |  |  | 0 | 0 | [8 empty] | 2023-05-12 00:00:00 | 53.7964 | -2.3435
DATA NOT AVAILABLE | DATA NOT AVAILABLE |  |  | SCANDALE BECK HYDRO, AMBLESIDE |  | AMBLESIDE | CUMBRIA | LA22 9PL | ENGLAND | 337137.28 | 505370.31400000001 | HARKER - HUTTON | KENDAL-PARKSIDE RD | AMBLESIDE (609058) | 11 | ELECTRICITY NORTH WEST LIMITED | HYDRO |  | 0 | 0 | 0.9 |  |  |  | 0 | 0 | 0 |  |  |  | 0 | 0 | 0 |  | CONNECTED | 0.9 | 0.87019999999999997 | 0.91600000000000004 | 0.0095 | 0.01 | 2015-10-22 | 0 |  |  | 0 | 0 | [8 empty] | 2023-05-12 00:00:00 | 54.4398 | -2.9708
DATA NOT AVAILABLE | DATA NOT AVAILABLE |  |  | SAINSBURYS WILMSLOW RD CHEADLE | SAINSBURYS WILMSLOW RD CHEADLE | STOCKPORT | CHESHIRE | SK8 3BB | ENGLAND | 385684.33399999997 | 386583.554 | SOUTH MANCHESTER GSP | MOSS NOOK GRID | MOSS NOOK PRY (100139) | 11 | ELECTRICITY NORTH WEST LIMITED | PV |  | 0 | 0 | 0.22 |  |  |  | 0 | 0 | 0 |  |  |  | 0 | 0 | 0 |  | CONNECTED | 0.22 | 0 | 0 | 0.551 | 0.58 | 2013-03-01 | 0 |  |  | 0 | 0 | [8 empty] | 2023-05-12 00:00:00 | 53.3759 | -2.2166
DATA NOT AVAILABLE | DATA NOT AVAILABLE |  |  | MOAT HOUSE HOTEL BOLTON | HIGHER BRIDGE ST | BOLTON | GREATER MANCHESTER | BL1 2EW | ENGLAND | 371653.28 | 409628.83 | KEARSLEY GSP | BOLTON GRID | SPA RD (200102) | 6.6 | ELECTRICITY NORTH WEST LIMITED | NATURAL GAS |  | 0 | 0 | 0.11 |  |  |  | 0 | 0 | 0 |  |  |  | 0 | 0 | 0 |  | CONNECTED | 0.11 |  |  | 0.2888 | 0.304 | 1996-02-11 | 0 |  |  | 0 | 0 | [8 empty] | 2023-05-12 00:00:00 | 53.5825 | -2.4296
DATA NOT AVAILABLE | DATA NOT AVAILABLE |  |  | ORTON PARK WIND TURBINE | ORTON PARK WIND TURBINE | WIGTON | CUMBRIA | CA5 6JU | ENGLAND | 335133.495 | 553115.77 | HARKER - HUTTON | CARLISLE 33KV | MORTON PK (609605) | 11 | ELECTRICITY NORTH WEST LIMITED | WIND |  | 0 | 0 | 0.5 |  |  |  | 0 | 0 | 0 |  |  |  | 0 | 0 | 0 |  | CONNECTED | 0.5 | 0.47499999999999998 | 0.5 | 0.01425 | 0.015 | 2014-03-01 | 0 |  |  | 0 | 0 | [8 empty] | 2023-05-12 00:00:00 | 54.8686 | -3.0123
DATA NOT AVAILABLE | DATA NOT AVAILABLE |  |  | PARTYLITE MANUFACTURING LTD, SANDSCALE, BARROW | PARTYLITE MANUFACTURING LTD, | BARROW-IN-FURNESS | CUMBRIA | LA14 4EQ | ENGLAND | 319635.53000000003 | 473657.59999999998 | HARKER - HUTTON | BARROW-DEVONSHIRE RD | BOWATERS (609002) | 11 | ELECTRICITY NORTH WEST LIMITED | NATURAL GAS |  | 0 | 0 | 0.225 |  |  |  | 0 | 0 | 0 |  |  |  | 0 | 0 | 0 |  | CONNECTED | 0.225 | 0 | 0 | 0.1425 | 0.15 | 2010-02-01 | 0 |  |  | 0 | 0 | [8 empty] | 2023-05-12 00:00:00 | 54.1524 | -3.232
DATA NOT AVAILABLE | DATA NOT AVAILABLE | KINETICA ENERGY | STUBSGILL FARM DISTINGTON WORKINGTON | SUBSGILLS FARM DISTINGTON WORKINGTON | SUBSGILLS FARM DISTINGTON WORKINGTON | WORKINGTON | CUMBRIA | CA14 4QQ | ENGLAND | 301851.15399999998 | 523224.07900000003 | HARKER - HUTTON | STAINBURN | HDA NO1 (609306) | 11 | ELECTRICITY NORTH WEST LIMITED | WIND |  | 0 | 0 | 0.225 |  |  |  | 0 | 0 | 0 |  |  |  | 0 | 0 | 0 |  | CONNECTED | 0.225 | 0.21375 | 0.22500000000000001 | 0.019 | 0.02 | 2014-06-01 | 0 |  |  | 0 | 0 | [8 empty] | 2023-05-12 00:00:00 | 54.5946 | -3.5206
DATA NOT AVAILABLE | DATA NOT AVAILABLE |  |  | YEW TREE FARM, BOLSHAW ROAD, CHEADLE | YEW TREE FARM, BOLSHAW ROAD, CHEADLE | MANCHESTER | GREATER MANCHESTER | SK8 3PS | ENGLAND | 384819.02299999999 | 384937.163 | SOUTH MANCHESTER GSP | MOSS NOOK GRID | MOSS NOOK PRY (100139) | 0.41499999999999998 | ELECTRICITY NORTH WEST LIMITED | NATURAL GAS |  | 0 | 0 | 0.2 |  |  |  | 0 | 0 | 0 |  |  |  | 0 | 0 | 0 |  | CONNECTED | 0.2 | 1.71 | 1.8 | 0.3325 | 0.35 | 2006-08-01 | 0 |  |  | 0 | 0 | [8 empty] | 2023-05-12 00:00:00 | 53.3611 | -2.2296
DATA NOT AVAILABLE | DATA NOT AVAILABLE |  |  | NENTHEAD MINES | NENTHEAD MINES HERTIAGE CENTRE | PENRITH | CUMBRIA | CA9 3PD | ENGLAND | 378378.62 | 543364.41 | HARKER - HUTTON | PENRITH BSP | ALSTON (609652) | 11 | ELECTRICITY NORTH WEST LIMITED | HYDRO |  | 0 | 0 | 0.402 |  |  |  | 0 | 0 | 0 |  |  |  | 0 | 0 | 0 |  | CONNECTED | 0.402 | 0.38 | 0.4 | 0.0095 | 0.01 | 2004-06-04 | 0 |  |  | 0 | 0 | [8 empty] | 2023-05-12 00:00:00 | 54.7847 | -2.3377
DATA NOT AVAILABLE | DATA NOT AVAILABLE | THE LOW CARBON ENERGY COMPANY | SWAN MILL, FOXSTONE LANE, MIDDLETON, MANCHESTER | SWAN MILL, FOXSTONE LANE, MIDDLETON, MANCHESTER | WALKERS WAREHOUSE SWAN MILL FOXDENTON LANE MIDDLETON | MANCHESTER | LANCASHIRE | M24 1QR | ENGLAND | 388949.478 | 404792.26199999999 | WHITEGATE GSP | CHADDERTON GRID | CHADDERTON (300029) | 6.6 | ELECTRICITY NORTH WEST LIMITED | PV |  | 0 | 0 | 0.05 |  |  |  | 0 | 0 | 0 |  |  |  | 0 | 0 | 0 |  | CONNECTED | 0.05 |  |  | 0.038 | 0.04 | 2022-09-06 | 0 |  |  | 0 | 0 | [8 empty] | 2023-05-12 00:00:00 | 53.5397 | -2.1682
DATA NOT AVAILABLE | DATA NOT AVAILABLE |  |  | YEW TREE FARM, BOLSHAW RD, CHEADLE | YEW TREE FARM, BOLSHAW RD, CHEADLE | STOCKPORT | CHESHIRE | SK8 3PS | ENGLAND | 384819.02299999999 | 384937.163 | SOUTH MANCHESTER GSP | MOSS NOOK GRID | MOSS NOOK PRY (100139) | 11 | ELECTRICITY NORTH WEST LIMITED | BIOGAS |  | 0 | 0 | 0.4 |  |  |  | 0 | 0 | 0 |  |  |  | 0 | 0 | 0 |  | CONNECTED | 0.4 | 1.71 | 1.8 | 0.3325 | 0.35 | 2016-12-01 | 0 |  |  | 0 | 0 | [8 empty] | 2023-05-12 00:00:00 | 53.3611 | -2.2296
DATA NOT AVAILABLE | DATA NOT AVAILABLE |  |  | SPRINGS LEISURE, HANDFORTH | STANLEY ROAD | MANCHESTER | GREATER MANCHESTER | SK9 3LD | ENGLAND | 385662 | 384599 | SOUTH MANCHESTER GSP | MOSS NOOK PRIMARY | MOSS NOOK PRIMARY | 0.41499999999999998 | ELECTRICITY NORTH WEST LIMITED | NATURAL GAS |  | 0 | 0 | 0.16 |  |  |  | 0 | 0 | 0 |  |  |  | 0 | 0 | 0 |  | CONNECTED | 0.16 | 0 | 0 | 0 | 0 | 2004-10-04 | 0 |  |  | 0 | 0 | [8 empty] | 2023-05-12 00:00:00 | 53.3581 | -2.2169
DATA NOT AVAILABLE | DATA NOT AVAILABLE |  |  | STOCKPORT MBC LANCASHIRE HILL | LANCASHIRE HILL FLATS | STOCKPORT | GREATER MANCHESTER | SK5 7RP | ENGLAND | 389545 | 391112 | BREDBURY GSP | VERNON PARK | PORTWOOD | 6.6 | ELECTRICITY NORTH WEST LIMITED | NATURAL GAS |  | 0 | 0 | 0.333 |  |  |  | 0 | 0 | 0 |  |  |  | 0 | 0 | 0 |  | CONNECTED | 0.333 | 0 | 0 | 0 | 0 | 1989-05-05 | 0 |  |  | 0 | 0 | [8 empty] | 2023-05-12 00:00:00 | 53.4167 | -2.1588
DATA NOT AVAILABLE | DATA NOT AVAILABLE |  |  | WHITEPARISH LANDFILL E | RIXTON OLD HALL, MANCHESTER ROAD | WARRINGTON | MERSEYSIDE | WA3 6EW | ENGLAND | 368406 | 389323 | DATA NOT AVAILABLE | DATA NOT AVAILABLE | DATA NOT AVAILABLE | 6.6 | ELECTRICITY NORTH WEST LIMITED | LANDFILL GAS |  | 0 | 0 | 0.3 |  |  |  | 0 | 0 | 0 |  |  |  | 0 | 0 | 0 |  | CONNECTED | 0.3 |  |  | 0 | 0 | 2006-02-24 | 0 |  |  | 0 | 0 | [8 empty] | 2023-05-12 00:00:00 | 53.3998 | -2.4766
DATA NOT AVAILABLE | DATA NOT AVAILABLE | ENERGY GAIN UK LIMITED | LONGSIGHT BUSINESS PARK, 69 HAMILTON ROAD, MANCHESTER | LONGSIGHT BUSINESS PARK, 69 HAMILTON ROAD, MANCHESTER |  | MANCHESTER | GREATER MANCHESTER | M13 0PD | ENGLAND | 386735 | 395430 | BREDBURY GSP | LONGSIGHT | LONGSIGHT | DATA NOT AVAILABLE | ELECTRICITY NORTH WEST LIMITED | PV |  | 0 | 0 | 0.19998 |  |  |  | 0 | 0 | 0 |  |  |  | 0 | 0 | 0 |  | CONNECTED | 0.19998 | 0.18905 | 0.19900000000000001 | 0.1349 | 0.142 | 2019-04-25 | 0 |  |  | 0 | 0 | [8 empty] | 2023-05-12 00:00:00 | 53.4555 | -2.2012
DATA NOT AVAILABLE | DATA NOT AVAILABLE | DEVELOPMENT DESIGN ASSOCIATES | LITTLE GREENE PAINT CO., POTTERY LANE, MANCHESTER | LITTLE GREENE PAINT CO., POTTERY LANE, MANCHESTER | LITTLE GREENE PAINT CO., POTTERY LANE, MANCHESTER | MANCHESTER | GREATER MANCHESTER | M12 5EP | ENGLAND | 387054 | 396722 | STALYBRIDGE GSP | STUART ST | BRADFORD | 6.6 | ELECTRICITY NORTH WEST LIMITED | PV |  | 0 | 0 | 0.05 |  |  |  | 0 | 0 | 0 |  |  |  | 0 | 0 | 0 |  | CONNECTED | 0.05 | 4.7500000000000001E-2 | 0.05 | 0.057 | 0.06 | 2019-05-01 | 0 |  |  | 0 | 0 | [8 empty] | 2023-05-12 00:00:00 | 53.4671 | -2.1965
DATA NOT AVAILABLE | DATA NOT AVAILABLE | BET 365 | ZENITH HOUSE, 26 SPRING GARDENS, MANCHESTER | ZENITH HOUSE, 26 SPRING GARDENS, MANCHESTER |  | MANCHESTER | GREATER MANCHESTER | M2 1AB | ENGLAND | 384054 | 398354 | SOUTH MANCHESTER GSP | BLOOM ST | PICCADILLY | DATA NOT AVAILABLE | ELECTRICITY NORTH WEST LIMITED | DIESEL |  | 0 | 0 | 0.584 |  |  |  | 0 | 0 | 0 |  |  |  | 0 | 0 | 0 |  | CONNECTED | 0.584 | 0 | 0 | 0.6175 | 0.65 | 2019-09-15 | 0 |  |  | 0 | 0 | [8 empty] | 2023-05-12 00:00:00 | 53.4817 | -2.2418
DATA NOT AVAILABLE | DATA NOT AVAILABLE | NW SOLAR | KEER PARK, WARTON ROAD, CARNFORTH | KEER PARK, WARTON ROAD, CARNFORTH | KEER PARK, WARTON ROAD, CARNFORTH | CARNFORTH | CUMBRIA |  | ENGLAND | 349718 | 470833 | HEYSHAM GSP | LANCASTER | BOLTON LE SANDS | 11 | ELECTRICITY NORTH WEST LIMITED | PV |  | 0 | 0 | 0.199 |  |  |  | 0 | 0 | 0 |  |  |  | 0 | 0 | 0 |  | CONNECTED | 0.199 | 0.18905 | 0.19900000000000001 | 0 | 0 | 2019-03-01 | 0 |  |  | 0 | 0 | [8 empty] | 2023-05-12 00:00:00 | 54.1309 | -2.771
DATA NOT AVAILABLE | DATA NOT AVAILABLE |  |  | RADISSON SAS - M/C AIRPORT | TORONTO AVENUE | MANCHESTER | GREATER MANCHESTER | M90 3RA | ENGLAND | 381770 | 385387 | DATA NOT AVAILABLE | DATA NOT AVAILABLE | DATA NOT AVAILABLE | 0.41499999999999998 | ELECTRICITY NORTH WEST LIMITED | NATURAL GAS |  | 0 | 0 | 0.268 |  |  |  | 0 | 0 | 0 |  |  |  | 0 | 0 | 0 |  | CONNECTED | 0.268 |  |  | 0 | 0 |  | 0 |  |  | 0 | 0 | [8 empty] | 2023-05-12 00:00:00 | 53.365 | -2.2754
DATA NOT AVAILABLE | DATA NOT AVAILABLE |  |  | TESCO, BURY |  | BURY | GREATER MANCHESTER | BL9 5BY | ENGLAND | 380570 | 411256 | KEARSLEY 132 GSP | BURY | CHAMBERHALL | 0.41499999999999998 | ELECTRICITY NORTH WEST LIMITED | NATURAL GAS |  | 0 | 0 | 0.15 |  |  |  | 0 | 0 | 0 |  |  |  | 0 | 0 | 0 |  | CONNECTED | 0.15 | 0 | 0 | 0 | 0 | 2008-11-01 | 0 |  |  | 0 | 0 | [8 empty] | 2023-05-12 00:00:00 | 53.5975 | -2.2951
DATA NOT AVAILABLE | DATA NOT AVAILABLE |  |  | BURNLEY WWTW | WOOD END WWTW | BURNLEY | LANCASHIRE | BB12 9DS | ENGLAND | 382826 | 435451 | ROCHDALE SGTS 2 3 4 | BURNLEY | BURNLEY NORTH | 0.41499999999999998 | ELECTRICITY NORTH WEST LIMITED | BIOGAS |  | 0 | 0 | 0.273 |  |  |  | 0 | 0 | 0 |  |  |  | 0 | 0 | 0 |  | CONNECTED | 0.273 | 0 | 0 | 0 | 0 | 2007-05-01 | 0 |  |  | 0 | 0 | [8 empty] | 2023-05-12 00:00:00 | 53.8151 | -2.2623
DATA NOT AVAILABLE | DATA NOT AVAILABLE |  |  | BIFFA WASTE UK, RISLEY 2 | SILVER LANE | WARRINGTON | MERSEYSIDE | WA3 6BY | ENGLAND | 366720 | 393546 | RISLEY DSCP EXP | RISLEY | RISLEY | 11 | ELECTRICITY NORTH WEST LIMITED | LANDFILL GAS |  | 0 | 0 | 0.4 |  |  |  | 0 | 0 | 0 |  |  |  | 0 | 0 | 0 |  | CONNECTED | 0.4 | 0 | 0 | 0 | 0 | 2007-06-01 | 0 |  |  | 0 | 0 | [8 empty] | 2023-05-12 00:00:00 | 53.4376 | -2.5024
DATA NOT AVAILABLE | DATA NOT AVAILABLE | SUNDOG | PHASE 2 CUMBRIA COLD STORAGE APPLEBY | PHASE 2 CUMBRIA COLD STORE SILVERBAND MILL APPLEBY | PHASE 2 CUMBRIA COLD STORE SILVERBAND MILL APPLEBY | APPLEBY | CUMBRIA | CA16 6DL | ENGLAND | 367740 | 527662 | HARKER - HUTTON | PENRITH BSP | KIRKBY THORE (609654) | 0.41499999999999998 | ELECTRICITY NORTH WEST LIMITED | PV |  | 0 | 0 | 0.05 |  |  |  | 0 | 0 | 0 |  |  |  | 0 | 0 | 0 |  | CONNECTED | 0.05 | 4.7500000000000001E-2 | 0.05 | 0.171 | 0.18 | 2012-11-01 | 0 |  |  | 0 | 0 | [8 empty] | 2023-05-12 00:00:00 | 54.643 | -2.5014
DATA NOT AVAILABLE | DATA NOT AVAILABLE | FT SOLAR LTD | GREENFIELDS, PRESTON, PR4 4JX | GREENFIELDS NURSERY PARKER LANE WHITSTAKE PRESTON | GREENFIELDS NURSERY PARKER LANE WHITSTAKE PRESTON | PRESTON | LANCASHIRE | PR4 4JX | ENGLAND | 352157 | 425184 | PENWORTHAM EAST GSP - ROCHDALE GSP | RIBBLE GSP | TARDY GATE (400218) | 0.41499999999999998 | ELECTRICITY NORTH WEST LIMITED | PV |  | 0 | 0 | 0.05 |  |  |  | 0 | 0 | 0 |  |  |  | 0 | 0 | 0 |  | CONNECTED | 0.05 | 9.4999999999999998E-3 | 0.01 | 0.00095 | 0.001 | 2011-11-01 | 0 |  |  | 0 | 0 | [8 empty] | 2023-05-12 00:00:00 | 53.7209 | -2.7265
DATA NOT AVAILABLE | DATA NOT AVAILABLE |  |  | ROYAL MAIL PARCELS | AUTOMATED PROCESSING CENTRE | MANCHESTER | GREATER MANCHESTER | M4 5AA | ENGLAND | 384991.38400000002 | 398951.36599999998 | WHITEGATE GSP | RED BANK GRID | ANCOATS NORTH (100601) | 6.6 | ELECTRICITY NORTH WEST LIMITED | NATURAL GAS |  | 0 | 0 | 0.3 |  |  |  | 0 | 0 | 0 |  |  |  | 0 | 0 | 0 |  | CONNECTED | 0.3 | 0.95 | 1 | 1.1875 | 1.25 | 1997-05-01 | 0 |  |  | 0 | 0 | [8 empty] | 2023-05-12 00:00:00 | 53.4871 | -2.2277
DATA NOT AVAILABLE | DATA NOT AVAILABLE |  |  | RIVINGTON WWTW BOLTON RD HORWICH | RIVINGTON WWTW BOLTON RD HORWICH | BOLTON | GREATER MANCHESTER | BL6 7RN | ENGLAND | 363059.51 | 412102.34 | KEARSLEY GSP | WESTHOUGHTON | CROWN LN (200112) | 11 | ELECTRICITY NORTH WEST LIMITED | PV |  | 0 | 0 | 0.134 |  |  |  | 0 | 0 | 0 |  |  |  | 0 | 0 | 0 |  | CONNECTED | 0.134 | 0.13679999999999998 | 0.14399999999999999 | 0.75525 | 0.795 | 2015-10-12 | 0 |  |  | 0 | 0 | [8 empty] | 2023-05-12 00:00:00 | 53.6042 | -2.5597
DATA NOT AVAILABLE | DATA NOT AVAILABLE |  |  | SAINSBURY CUMBERLAND ST MACCLESFIELD | SAINSBURY CUMBERLAND ST MACCLESFIELD | MACCLESFIELD | GREATER MANCHESTER | SK10 1BJ | ENGLAND | 391286.92200000002 | 373971.63900000002 | MACC SUPER GRID | MACC SUPER GRID | WITHYFOLD DR (302196) | 11 | ELECTRICITY NORTH WEST LIMITED | PV |  | 0 | 0 | 0.15 |  |  |  | 0 | 0 | 0 |  |  |  | 0 | 0 | 0 |  | CONNECTED | 0.15 | 0 | 0 | 0.361 | 0.38 | 2012-07-01 | 0 |  |  | 0 | 0 | [8 empty] | 2023-05-12 00:00:00 | 53.2627 | -2.1321
DATA NOT AVAILABLE | DATA NOT AVAILABLE |  |  | SAINSBURYS HEATON PARK ROAD | SAINSBURYS HEATON PARK ROAD | MANCHESTER | GREATER MANCHESTER | M9 0QS | ENGLAND | 384428.08299999998 | 404530.99300000002 | WHITEGATE GSP | RED BANK GRID | BLACKLEY (100605) | 6.6 | ELECTRICITY NORTH WEST LIMITED | PV |  | 0 | 0 | 0.4318 |  |  |  | 0 | 0 | 0 |  |  |  | 0 | 0 | 0 |  | CONNECTED | 0.4318 | 0.28784999999999999 | 0.30299999999999999 | 0.608 | 0.64 | 2015-02-01 | 0 |  |  | 0 | 0 | [8 empty] | 2023-05-12 00:00:00 | 53.5372 | -2.2364
DATA NOT AVAILABLE | DATA NOT AVAILABLE | PHOENIX RENEWABLES LTD | SOUTHMOOR INDUSTRIAL ESTATE, WYTHENSHAW, MANCHESTER | SOUTHMOOR INDUSTRIAL ESTATE, WYTHENSHAW, MANCHESTER, M23 9XD | SOUTHMOOR INDUSTRIAL ESTATE, WYTHENSHAW, MANCHESTER, M23 9XD | WYTHENSHAWE | GREATER MANCHESTER | M23 9XD | ENGLAND | 380547 | 388914 | CARRINGTON | SALE BSP | BAGULEY (100103) | 11 | ELECTRICITY NORTH WEST LIMITED | PV |  | 0 | 0 | 0.066 |  |  |  | 0 | 0 | 0 |  |  |  | 0 | 0 | 0 |  | CONNECTED | 0.066 | 6.2700000000000006E-2 | 6.6000000000000003E-2 | 0 | 0 | 2023-01-06 | 0 |  |  | 0 | 0 | [8 empty] | 2023-05-12 00:00:00 | 53.3967 | -2.294
DATA NOT AVAILABLE | DATA NOT AVAILABLE | SHENTON GROUP | UNIVERSITY OF SALFORD BLOCK A, WALLNESS LANE, SALFORD | UNIVERSITY OF SALFORD BLOCK A, WALLNESS LANE, SALFORD | UNIVERSITY OF SALFORD BLOCK A, WALLNESS LANE, SALFORD | SALFORD | GREATER MANCHESTER | M5 4WU | ENGLAND | 382062 | 398750 | KEARSLEY GSP | FREDERICK RD GRID | FREDERICK RD (100637) | 0.41499999999999998 | ELECTRICITY NORTH WEST LIMITED | NATURAL GAS |  | 0 | 0 | 0.056 |  |  |  | 0 | 0 | 0 |  |  |  | 0 | 0 | 0 |  | CONNECTED | 0.056 | 0 | 0 | 0 | 0 | 2015-08-18 | 0 |  |  | 0 | 0 | [8 empty] | 2023-05-12 00:00:00 | 53.4852 | -2.2718
DATA NOT AVAILABLE | DATA NOT AVAILABLE |  |  | NATIONAL AIR TRAFFIC CONTROL | LONG RANGE RADAR | LYTHAM ST ANNES | LANCASHIRE | FY8 4NT | ENGLAND | 334487 | 429236 | PENWORTHAM WEST GSP - STANAH | LYTHAM | ANSDELL (400101) | 0.41499999999999998 | ELECTRICITY NORTH WEST LIMITED | OIL |  | 0 | 0 | 0.108 |  |  |  | 0 | 0 | 0 |  |  |  | 0 | 0 | 0 |  | CONNECTED | 0.108 | 0 | 0 | 0.09025 | 0.095 |  | 0 |  |  | 0 | 0 | [8 empty] | 2023-05-12 00:00:00 | 53.7553 | -2.9951
DATA NOT AVAILABLE | DATA NOT AVAILABLE | KINGSPAN | EAST TAME BUSINESS PARK, TALBOT ROAD, HYDE | EAST TAME BUSINESS PARK, TALBOT ROAD, HYDE | EAST TAME BUSINESS PARK | HYDE | CHESHIRE | SK14 4GX | ENGLAND | 396437 | 396534 | STALYBRIDGE GSP | HYDE | NEWTON | 11 | ELECTRICITY NORTH WEST LIMITED | PV |  | 0 | 0 | 0.683 |  |  |  | 0 | 0 | 0 |  |  |  | 0 | 0 | 0 |  | CONNECTED | 0.683 |  |  | 1.9 | 2 | 2020-08-26 | 0 |  |  | 0 | 0 | [8 empty] | 2023-05-12 00:00:00 | 53.4655 | -2.0551
DATA NOT AVAILABLE | DATA NOT AVAILABLE | ELLERGREEN HYDRO LTD | COMBE BECK HYDRO, KESWICK | COMBE BECK HYDRO, KESWICK | COMBE BECK HYDRO | KESWICK | CUMBRIA | CA12 5XQ | ENGLAND | 325323 | 513430 | HARKER ENWL SGTS 1 2 3A 4 / HUTTON GSP GROUP | STAINBURN & SIDDICK | KESWICK | 0.4 | ELECTRICITY NORTH WEST LIMITED | HYDRO |  | 0 | 0 | 0.225 |  |  |  | 0 | 0 | 0 |  |  |  | 0 | 0 | 0 |  | CONNECTED | 0.225 | 0.21565000000000001 | 0.22700000000000001 | 0.019 | 0.02 | 2021-04-30 | 0 |  |  | 0 | 0 | [8 empty] | 2023-05-12 00:00:00 | 54.5107 | -3.1549
DATA NOT AVAILABLE | DATA NOT AVAILABLE | HADRIAN ELECTRICAL | WALBY GRANGE, CROSBY ON EDEN | WALBY GRANGE CROBY ON EDEN | WALBY GRANGE CROBY ON EDEN | CARLISLE | CUMBRIA | CA6 4QL | ENGLAND | 343753 | 560325 | HARKER - HUTTON | CARLISLE 33KV | WILLOWHOLME (609602) | 0.41499999999999998 | ELECTRICITY NORTH WEST LIMITED | PV |  | 0 | 0 | 0.05 |  |  |  | 0 | 0 | 0 |  |  |  | 0 | 0 | 0 |  | CONNECTED | 0.05 | 4.7500000000000001E-2 | 0.05 | 0.00095 | 0.001 | 2014-12-01 | 0 |  |  | 0 | 0 | [8 empty] | 2023-05-12 00:00:00 | 54.9344 | -2.8794
DATA NOT AVAILABLE | DATA NOT AVAILABLE |  |  | DROYLESDEN ACADEMY MANOR RD DROYLESDEN | DROYLESDEN ACADEMY MANOR RD DROYLESDEN | MANCHESTER | GREATER MANCHESTER | M43 6QD | ENGLAND | 389435.935 | 398472.52399999998 | STALYBRIDGE | DROYLSDEN GRID | OPENSHAW (100125) | 0.41499999999999998 | ELECTRICITY NORTH WEST LIMITED | NATURAL GAS |  | 0 | 0 | 0.16 |  |  |  | 0 | 0 | 0 |  |  |  | 0 | 0 | 0 |  | CONNECTED | 0.16 | 0.14249999999999999 | 0.15 | 0.57 | 0.6 | 2012-01-01 | 0 |  |  | 0 | 0 | [8 empty] | 2023-05-12 00:00:00 | 53.4829 | -2.1607
DATA NOT AVAILABLE | DATA NOT AVAILABLE | WIRELESS EDGE COMMUNICATIONS LTD | ALDI, PRINCESS ROAD, ASHTON IN MAKERFIELD, WIGAN | ALDI, PRINCESS ROAD, ASHTON IN MAKERFIELD, WIGAN | ALDI, PRINCESS ROAD, ASHTON IN MAKERFIELD, WIGAN | WIGAN | LANCASHIRE | WN4 9DA | ENGLAND | 357930.00300000003 | 399163.42700000003 | BOLD | GOLBORNE | HAYDOCK PRY (200400) | 0.41499999999999998 | ELECTRICITY NORTH WEST LIMITED | PV |  | 0 | 0 | 0.05 |  |  |  | 0 | 0 | 0 |  |  |  | 0 | 0 | 0 |  | CONNECTED | 0.05 | 0 | 0 | 0.133 | 0.14 | 2016-09-08 | 0 |  |  | 0 | 0 | [8 empty] | 2023-05-12 00:00:00 | 53.4875 | -2.6355
DATA NOT AVAILABLE | DATA NOT AVAILABLE |  |  | BROOKSIDE APPARTMENTS, AUGHTON ST ORMSKIRK | BROOKSIDE APPARTMENTS, AUGHTON ST ORMSKIRK | ORMSKIRK | LANCASHIRE | L39 3BS | ENGLAND | 341154.402 | 407992.70400000003 | WASHWAY FARM GSP - KIRKBY GSP | SKELMERSDALE GRID | ORMSKIRK (400210) | 0.41499999999999998 | ELECTRICITY NORTH WEST LIMITED | NATURAL GAS |  | 0 | 0 | 0.15 |  |  |  | 0 | 0 | 0 |  |  |  | 0 | 0 | 0 |  | CONNECTED | 0.15 | 0 | 0 | 0.171 | 0.18 | 2012-06-01 | 0 |  |  | 0 | 0 | [8 empty] | 2023-05-12 00:00:00 | 53.5652 | -2.89
DATA NOT AVAILABLE | DATA NOT AVAILABLE |  |  | ROYAL MILLS | OLD SEDGEWICK BUILDING | MANCHESTER | GREATER MANCHESTER | M4 5AU | ENGLAND | 385015.21500000003 | 398572.799 | STALYBRIDGE | STUART ST GRID | EASTLANDS (100138) | 0.41499999999999998 | ELECTRICITY NORTH WEST LIMITED | NATURAL GAS |  | 0 | 0 | 0.122 |  |  |  | 0 | 0 | 0 |  |  |  | 0 | 0 | 0 |  | CONNECTED | 0.122 | 0 | 0 | 0.076 | 0.08 | 2006-02-01 | 0 |  |  | 0 | 0 | [8 empty] | 2023-05-12 00:00:00 | 53.4837 | -2.2273
DATA NOT AVAILABLE | DATA NOT AVAILABLE |  |  | BAUM TRADING DEVON MILL OLDHAM | BAUM TRADING DEVON MILL OLDHAM | OLDHAM | GREATER MANCHESTER | OL8 4QH | ENGLAND | 391141.15100000001 | 402929.68199999997 | WHITEGATE GSP | CHADDERTON GRID | HOLLINWOOD (307008) | 0.41499999999999998 | ELECTRICITY NORTH WEST LIMITED | PV |  | 0 | 0 | 0.144 |  |  |  | 0 | 0 | 0 |  |  |  | 0 | 0 | 0 |  | CONNECTED | 0.144 | 0.13679999999999998 | 0.14399999999999999 | 0.1197 | 0.126 | 2011-07-01 | 0 |  |  | 0 | 0 | [8 empty] | 2023-05-12 00:00:00 | 53.523 | -2.1351
DATA NOT AVAILABLE | DATA NOT AVAILABLE | UTILITI | STROLLERS FURNITURE WORLD, BARROW | STOLLERS WALNEY RD BARROW | STOLLERS WALNEY RD BARROW | BARROW-IN-FURNESS | CUMBRIA | LA14 5UN | ENGLAND | 319481.38099999999 | 470217.47200000001 | HARKER - HUTTON | BARROW-DEVONSHIRE RD | CHATSWORTH ST (609003) | 0.41499999999999998 | ELECTRICITY NORTH WEST LIMITED | PV |  | 0 | 0 | 0.25 |  |  |  | 0 | 0 | 0 |  |  |  | 0 | 0 | 0 |  | CONNECTED | 0.25 | 0.23749999999999999 | 0.25 | 0.285 | 0.3 | 2013-01-01 | 0 |  |  | 0 | 0 | [8 empty] | 2023-05-12 00:00:00 | 54.1215 | -3.2334
DATA NOT AVAILABLE | DATA NOT AVAILABLE |  |  | OLD ENGLAND HOTEL, BOWNESS |  | WINDERMERE | CUMBRIA | LA23 3DF | ENGLAND | 340198.48100000003 | 496924.44900000002 | HARKER - HUTTON | KENDAL-PARKSIDE RD | WINDERMERE (609057) | 0.41499999999999998 | ELECTRICITY NORTH WEST LIMITED | NATURAL GAS |  | 0 | 0 | 0.07 |  |  |  | 0 | 0 | 0 |  |  |  | 0 | 0 | 0 |  | CONNECTED | 0.07 | 0 | 0 | 0.228 | 0.24 | 2009-01-01 | 0 |  |  | 0 | 0 | [8 empty] | 2023-05-12 00:00:00 | 54.3643 | -2.9219
DATA NOT AVAILABLE | DATA NOT AVAILABLE |  |  | FAYRE GAME LTD | FAIRLAWN NURSERIES | ORMSKIRK | LANCASHIRE | L40 1SD | ENGLAND | 346152.64199999999 | 416226.89299999998 | PENWORTHAM WEST GSP - STANAH | WRIGHTINGTON | HANGING BRIDGE (400206) | 0.41499999999999998 | ELECTRICITY NORTH WEST LIMITED | NATURAL GAS |  | 0 | 0 | 0.065 |  |  |  | 0 | 0 | 0 |  |  |  | 0 | 0 | 0 |  | CONNECTED | 0.065 | 0 | 0 | 0.019 | 0.02 |  | 0 |  |  | 0 | 0 | [8 empty] | 2023-05-12 00:00:00 | 53.6398 | -2.8159
DATA NOT AVAILABLE | DATA NOT AVAILABLE |  |  | HAVELEY HEY SCHOOL NEARBROOK ROAD MANCHESTER | HAVELEY HEY SCHOOL NEARBROOK ROAD MANCHESTER | MANCHESTER | GREATER MANCHESTER | M22 9NS | ENGLAND | 382355.13699999999 | 387615.03100000002 | SOUTH MANCHESTER GSP | MOSS NOOK GRID | WOODHOUSE PK (100132) | 0.41499999999999998 | ELECTRICITY NORTH WEST LIMITED | PV |  | 0 | 0 | 0.05 |  |  |  | 0 | 0 | 0 |  |  |  | 0 | 0 | 0 |  | CONNECTED | 0.05 | 4.7500000000000001E-2 | 0.05 | 0.171 | 0.18 | 2014-03-01 | 0 |  |  | 0 | 0 | [8 empty] | 2023-05-12 00:00:00 | 53.3851 | -2.2667
DATA NOT AVAILABLE | DATA NOT AVAILABLE | ECO LOGIC LIVING LTD | PIONEER HOUSE CARLISLE | PIONEER FOODS ROSEHILL ESTATE CARLISLE | PIONEER FOODS ROSEHILL ESTATE CARLISLE | CARLISLE | CUMBRIA | CA1 2RR | ENGLAND | 342892.53399999999 | 555591.41200000001 | HARKER - HUTTON | CARLISLE 33KV | FUSEHILL (609603) | 0.41499999999999998 | ELECTRICITY NORTH WEST LIMITED | PV |  | 0 | 0 | 0.06 |  |  |  | 0 | 0 | 0 |  |  |  | 0 | 0 | 0 |  | CONNECTED | 0.06 | 6.1749999999999999E-2 | 6.5000000000000002E-2 | 0.38 | 0.4 | 2012-07-01 | 0 |  |  | 0 | 0 | [8 empty] | 2023-05-12 00:00:00 | 54.8918 | -2.8919
DATA NOT AVAILABLE | DATA NOT AVAILABLE |  | PARK HEAD FARM, CARRON LANE, I | PARK HEAD FARM, CARRON LANE, I | PARK HEAD FARM, CARRON LANE, I | FLEETWOOD | GREATER MANCHESTER | PR3 2LN | ENGLAND | 354064.179 | 439434.451 | PENWORTHAM EAST GSP - ROCHDALE GSP | RIBBLE GSP | MOORSIDE (400409) | 6.6 | ELECTRICITY NORTH WEST LIMITED | PV |  | 0 | 0 | 0.199 |  |  |  | 0 | 0 | 0 |  |  |  | 0 | 0 | 0 |  | CONNECTED | 0.199 | 0.18905 | 0.19900000000000001 | 0.228 | 0.24 | 2018-11-01 | 0 |  |  | 0 | 0 | [8 empty] | 2023-05-12 00:00:00 | 53.8491 | -2.6997
DATA NOT AVAILABLE | DATA NOT AVAILABLE |  |  | BLACKPOOL PCT WHITEGATE DRIVE |  | BLACKPOOL | LANCASHIRE | FY3 9ES | ENGLAND | 332040.2 | 435608.17 | PENWORTHAM WEST GSP - STANAH | BLACKPOOL | PRESTON OLD RD (400118) | 11 | ELECTRICITY NORTH WEST LIMITED | NATURAL GAS |  | 0 | 0 | 0.15 |  |  |  | 0 | 0 | 0 |  |  |  | 0 | 0 | 0 |  | CONNECTED | 0.15 | 0 | 0 | 0.475 | 0.5 | 2009-06-01 | 0 |  |  | 0 | 0 | [8 empty] | 2023-05-12 00:00:00 | 53.8123 | -3.0336
DATA NOT AVAILABLE | DATA NOT AVAILABLE | WIRELESS EDGE COMMUNICATIONS LTD | ALDI, 998 ASHTON NEW ROAD, CLAYTON, MANCHESTER | ALDI, 998 ASHTON NEW ROAD, CLAYTON, MANCHESTER | ALDI, 998 ASHTON NEW ROAD, CLAYTON, MANCHESTER | MANCHESTER | GREATER MANCHESTER | M11 4PD | ENGLAND | 388731.76400000002 | 398307.57799999998 | STALYBRIDGE | DROYLSDEN GRID | DROYLSDEN EAST (100107) | 0.41499999999999998 | ELECTRICITY NORTH WEST LIMITED | PV |  | 0 | 0 | 0.05 |  |  |  | 0 | 0 | 0 |  |  |  | 0 | 0 | 0 |  | CONNECTED | 0.05 | 0 | 0 | 0.133 | 0.14 | 2016-11-16 | 0 |  |  | 0 | 0 | [8 empty] | 2023-05-12 00:00:00 | 53.4814 | -2.1713
DATA NOT AVAILABLE | DATA NOT AVAILABLE | COLLINSONS | BARTON GRANGE | BARTON GRANGE GARDEN CENTRE | BARTON GRANGE GARDEN CENTRE | FLEETWOOD | LANCASHIRE | PR3 0RB | ENGLAND | 351161.09 | 440602.31 | PENWORTHAM EAST GSP - ROCHDALE GSP | RIBBLE GSP | MOORSIDE (400409) | 0.41499999999999998 | ELECTRICITY NORTH WEST LIMITED | PV |  | 0 | 0 | 0.4 |  |  |  | 0 | 0 | 0 |  |  |  | 0 | 0 | 0 |  | CONNECTED | 0.4 | 0.35624999999999996 | 0.375 | 0.35625 | 0.375 | 2015-01-01 | 0 |  |  | 0 | 0 | [8 empty] | 2023-05-12 00:00:00 | 53.8593 | -2.744
DATA NOT AVAILABLE | DATA NOT AVAILABLE | UNIVERSAL RENEWABLES LTD | ARKLEBY HOUSE, ARKLEBY, ASPATRIA | ARKLEBY HOUSE, ARKLEBY, ASPATRIA | ARKLEBY HOUSE, ARKLEBY, ASPATRIA | CARLISLE | CUMBRIA | CA7 2BP | ENGLAND | 313812.27 | 539491.04099999997 | HARKER - HUTTON | STAINBURN | ASPATRIA (609304) | 0.41499999999999998 | ELECTRICITY NORTH WEST LIMITED | WIND |  | 0 | 0 | 0.25 |  |  |  | 0 | 0 | 0 |  |  |  | 0 | 0 | 0 |  | CONNECTED | 0.25 | 0.23749999999999999 | 0.25 | 0.019 | 0.02 | 2015-12-01 | 0 |  |  | 0 | 0 | [8 empty] | 2023-05-12 00:00:00 | 54.743 | -3.3403
DATA NOT AVAILABLE | DATA NOT AVAILABLE | EARTHMILL | GREEN LONNING, ST BEES | GREEN LONNING ST BEES | GREEN LONNING ST BEES | ST BEES | CUMBRIA | CA22 2TZ | ENGLAND | 297879.05599999998 | 511580.61 | HARKER - HUTTON | EGREMONT | EGREMONT PRIMARY (609351) | 0.41499999999999998 | ELECTRICITY NORTH WEST LIMITED | WIND |  | 0 | 0 | 0.08 |  |  |  | 0 | 0 | 0 |  |  |  | 0 | 0 | 0 |  | CONNECTED | 0.08 | 7.5999999999999998E-2 | 0.08 | 0.0076 | 0.008 | 2014-02-01 | 0 |  |  | 0 | 0 | [8 empty] | 2023-05-12 00:00:00 | 54.4892 | -3.578
DATA NOT AVAILABLE | DATA NOT AVAILABLE |  |  | METAL BRIDGE FARM BLACKFORD CARLISLE | METAL BRIDGE FARM BLACKFORD CARLISLE | CARLISLE | CUMBRIA | CA6 4HG | ENGLAND | 335682 | 564542.31499999994 | HARKER - HUTTON | CARLISLE 33KV | WESTLINTON (609617) | 0.41499999999999998 | ELECTRICITY NORTH WEST LIMITED | PV |  | 0 | 0 | 0.15 |  |  |  | 0 | 0 | 0 |  |  |  | 0 | 0 | 0 |  | CONNECTED | 0.15 | 0.14249999999999999 | 0.15 | 0.07125 | 0.075 | 2014-12-01 | 0 |  |  | 0 | 0 | [8 empty] | 2023-05-12 00:00:00 | 54.9713 | -3.0063
DATA NOT AVAILABLE | DATA NOT AVAILABLE |  |  | BOOSTAGILL FARM SETTLE | BOOSTAGILL FARM SETTLE | SETTLE | N.YORKSHIRE | BD24 0LJ | ENGLAND | 378548.84899999999 | 458875.05900000001 | PADIHAM - ROCHDALE GSP | NELSON GSP | FLAT LN (609961) | 0.41499999999999998 | ELECTRICITY NORTH WEST LIMITED | WIND |  | 0 | 0 | 0.085 |  |  |  | 0 | 0 | 0 |  |  |  | 0 | 0 | 0 |  | CONNECTED | 0.085 | 8.5499999999999993E-2 | 0.09 | 0.0285 | 0.03 | 2014-06-01 | 0 |  |  | 0 | 0 | [8 empty] | 2023-05-12 00:00:00 | 54.0254 | -2.3289
DATA NOT AVAILABLE | DATA NOT AVAILABLE | WE BUILD RENEWABLES LTD | MAIDENLANDS TARN TARN FLAT, MARTON | MAIDENLANDS TARN TARN FLAT, MARTON | MAIDENLANDS TARN TARN FLAT, MARTON | ULVERSTON | CUMBRIA | LA12 0NL | ENGLAND | 323931.74200000003 | 476787.43800000002 | HARKER - HUTTON | ULVERSTON | DALTON (609008) | 0.41499999999999998 | ELECTRICITY NORTH WEST LIMITED | PV |  | 0 | 0 | 0.05 |  |  |  | 0 | 0 | 0 |  |  |  | 0 | 0 | 0 |  | CONNECTED | 0.05 | 9.0249999999999997E-2 | 9.5000000000000001E-2 | 0.0475 | 0.05 | 2015-12-01 | 0 |  |  | 0 | 0 | [8 empty] | 2023-05-12 00:00:00 | 54.1812 | -3.167
DATA NOT AVAILABLE | DATA NOT AVAILABLE |  |  | OUGHTERSIDE MILL ASPATRIA | OUGHTERSIDE MILL ASPATRIA | CARLISLE | CUMBRIA | CA7 2PZ | ENGLAND | 311564.89399999997 | 539822.31099999999 | HARKER - HUTTON | STAINBURN | ASPATRIA (609304) | 0.41499999999999998 | ELECTRICITY NORTH WEST LIMITED | WIND |  | 0 | 0 | 0.08 |  |  |  | 0 | 0 | 0 |  |  |  | 0 | 0 | 0 |  | CONNECTED | 0.08 | 7.5999999999999998E-2 | 0.08 | 0.019 | 0.02 | 2015-03-01 | 0 |  |  | 0 | 0 | [8 empty] | 2023-05-12 00:00:00 | 54.7455 | -3.3753
DATA NOT AVAILABLE | DATA NOT AVAILABLE | GMI ENERGY | WIGGLESWORTH HALL FARM, JACK LANE | WIGGLESWORTH HALL FARM, JACK LANE | WIGGLESWORTH HALL FARM, JACK LANE | SKIPTON | N.YORKSHIRE | BD23 4RL | ENGLAND | 381045.31 | 457673.99699999997 | PADIHAM - ROCHDALE GSP | NELSON GSP | FLAT LN (609961) | 0.41499999999999998 | ELECTRICITY NORTH WEST LIMITED | PV |  | 0 | 0 | 0.19 |  |  |  | 0 | 0 | 0 |  |  |  | 0 | 0 | 0 |  | CONNECTED | 0.19 | 0.18049999999999999 | 0.19 | 0.019 | 0.02 | 2016-02-01 | 0 |  |  | 0 | 0 | [8 empty] | 2023-05-12 00:00:00 | 54.0147 | -2.2907
DATA NOT AVAILABLE | DATA NOT AVAILABLE |  |  | MOOR PARK MEDICAL & LEISURE CENTRE BISPHAM | MOOR PARK MEDICAL & LEISURE CENTRE BISPHAM | BLACKPOOL | LANCASHIRE | FY2 0JG | ENGLAND | 331956.49300000002 | 439543.092 | PENWORTHAM WEST GSP - STANAH | BISPHAM PRY | BISPHAM PRY (400102) | 0.41499999999999998 | ELECTRICITY NORTH WEST LIMITED | NATURAL GAS |  | 0 | 0 | 0.14 |  |  |  | 0 | 0 | 0 |  |  |  | 0 | 0 | 0 |  | CONNECTED | 0.14 | 0 | 0 | 0.228 | 0.24 | 2012-05-01 | 0 |  |  | 0 | 0 | [8 empty] | 2023-05-12 00:00:00 | 53.8476 | -3.0357
DATA NOT AVAILABLE | DATA NOT AVAILABLE | WESTFLIGHT | J36 RURAL AUCTION CENTRE, CROOKLANDS, MILNTHORPE | J36 AUCTION CENTRE CROOKLANDS MILNETHORPE | J36 AUCTION CENTRE CROOKLANDS MILNETHORPE | MILNTHORPE | CUMBRIA | LA7 7FP | ENGLAND | 353573.76699999999 | 482074.93800000002 | HARKER - HUTTON | KENDAL-PARKSIDE RD | WHASSET (609056) | 0.41499999999999998 | ELECTRICITY NORTH WEST LIMITED | PV |  | 0 | 0 | 0.114 |  |  |  | 0 | 0 | 0 |  |  |  | 0 | 0 | 0 |  | CONNECTED | 0.114 | 0.10829999999999999 | 0.114 | 0.19 | 0.2 | 2013-12-01 | 0 |  |  | 0 | 0 | [8 empty] | 2023-05-12 00:00:00 | 54.2323 | -2.7137
DATA NOT AVAILABLE | DATA NOT AVAILABLE | GREEN ENERGY UK DIRECT LTD | SAME DAY BEERS, CORRIE WAY, BREDBURY INDUSTRIAL ESTATE, STOCKPORT | SAME DAY BEERS, CORRIE WAY, BREDBURY INDUSTRIAL ESTATE, STOCKPORT | SAME DAY BEERS, CORRIE WAY, BREDBURY INDUSTRIAL ESTATE, STOCKPORT | STOCKPORT | CHESHIRE | SK6 2ST | ENGLAND | 392621.54300000001 | 392419.54599999997 | BREDBURY | VERNON PK GRID | WOODLEY (303215) | 0.41499999999999998 | ELECTRICITY NORTH WEST LIMITED | PV |  | 0 | 0 | 0.08 |  |  |  | 0 | 0 | 0 |  |  |  | 0 | 0 | 0 |  | CONNECTED | 0.08 | 7.5999999999999998E-2 | 0.08 | 0.02375 | 0.025 | 2016-03-23 | 0 |  |  | 0 | 0 | [8 empty] | 2023-05-12 00:00:00 | 53.4285 | -2.1125
DATA NOT AVAILABLE | DATA NOT AVAILABLE |  |  | NEW CHARTER ACADEMY BROADOAK RD ASHTON | BROADOAK RD | ASHTON-U-LYNE | GREATER MANCHESTER | OL6 8RF | ENGLAND | 394622.99400000001 | 400906.81300000002 | STALYBRIDGE | HEYROD | HURST (302893) | 0.41499999999999998 | ELECTRICITY NORTH WEST LIMITED | BIODIESEL |  | 0 | 0 | 0.18 |  |  |  | 0 | 0 | 0 |  |  |  | 0 | 0 | 0 |  | CONNECTED | 0.18 | 0.14249999999999999 | 0.15 | 0.95 | 1 | 2010-08-01 | 0 |  |  | 0 | 0 | [8 empty] | 2023-05-12 00:00:00 | 53.5048 | -2.0825
DATA NOT AVAILABLE | DATA NOT AVAILABLE |  |  | WOODHOUSE FARM, SILECROFT, MILLOM | WOODHOUSE FARM, SILECROFT, MILLOM | MILLOM | CUMBRIA | LA18 5LR | ENGLAND | 312357.57299999997 | 482959.29700000002 | HARKER - HUTTON | ULVERSTON | ASKAM (609038) | 0.41499999999999998 | ELECTRICITY NORTH WEST LIMITED | PV |  | 0 | 0 | 0.05 |  |  |  | 0 | 0 | 0 |  |  |  | 0 | 0 | 0 |  | CONNECTED | 0.05 | 4.7500000000000001E-2 | 0.05 | 0.00095 | 0.001 | 2014-07-01 | 0 |  |  | 0 | 0 | [8 empty] | 2023-05-12 00:00:00 | 54.2348 | -3.3461
DATA NOT AVAILABLE | DATA NOT AVAILABLE | EEC SOLAR | AMY JOHNSON HOUSE, BLACKPOOL | AMY JOHNSON HOUSE, BLACKPOOL | AMY JOHNSON HOUSE, BLACKPOOL | BLACKPOOL | LANCASHIRE | FY4 2RP | ENGLAND | 332111.88799999998 | 431860.00900000002 | PENWORTHAM WEST GSP - STANAH | BLACKPOOL | SQUIRES GATE (400115) | 6.6 | ELECTRICITY NORTH WEST LIMITED | PV |  | 0 | 0 | 0.05 |  |  |  | 0 | 0 | 0 |  |  |  | 0 | 0 | 0 |  | CONNECTED | 0.05 | 4.7500000000000001E-2 | 0.05 | 0.19 | 0.2 | 2019-03-01 | 0 |  |  | 0 | 0 | [8 empty] | 2023-05-12 00:00:00 | 53.7786 | -3.0317
DATA NOT AVAILABLE | DATA NOT AVAILABLE | BOWLER ENERGY | MOSS END FARM LINDALE GRANGE | MOSS END FARM LINDALE | MOSS END FARM LINDALE | CARTMELL | CUMBRIA | LA11 6NA | ENGLAND | 340862.50799999997 | 481729.652 | HARKER - HUTTON | ULVERSTON | HAVERTHWAITE (609041) | 0.41499999999999998 | ELECTRICITY NORTH WEST LIMITED | PV |  | 0 | 0 | 0.1 |  |  |  | 0 | 0 | 0 |  |  |  | 0 | 0 | 0 |  | CONNECTED | 0.1 | 9.5000000000000001E-2 | 0.1 | 0.0038 | 0.004 | 2013-06-01 | 0 |  |  | 0 | 0 | [8 empty] | 2023-05-12 00:00:00 | 54.2278 | -2.9086
DATA NOT AVAILABLE | DATA NOT AVAILABLE | WIRELESS EDGE COMMUNICATIONS LTD | ALDI, EASTWAY, MIDDLETON | ALDI, EASTWAY, MIDDLETON | ALDI, EASTWAY, MIDDLETON | MANCHESTER | GREATER MANCHESTER | M24 5AS | ENGLAND | 386907.6 | 405974.95799999998 | WHITEGATE GSP | CHADDERTON GRID | LANGLEY (302855) | 0.41499999999999998 | ELECTRICITY NORTH WEST LIMITED | PV |  | 0 | 0 | 0.05 |  |  |  | 0 | 0 | 0 |  |  |  | 0 | 0 | 0 |  | CONNECTED | 0.05 | 0 | 0 | 0.16625 | 0.175 | 2016-11-21 | 0 |  |  | 0 | 0 | [8 empty] | 2023-05-12 00:00:00 | 53.5502 | -2.1991
DATA NOT AVAILABLE | DATA NOT AVAILABLE | LOW CARBON ENERGY COMPANY | UNIT 7 CENTURION BUS PARK, BLACKBURN | UNIT 7 CENTURION BUS PARK, BLACKBURN | UNIT 7 CENTURION BUS PARK, BLACKBURN | BLACKBURN | LANCASHIRE | BB1 2QY | ENGLAND | 369703.64600000001 | 424570.50799999997 | PENWORTHAM EAST GSP - ROCHDALE GSP | LOWER DARWEN BSP | LOWER DARWEN BSP (400016) | 0.41499999999999998 | ELECTRICITY NORTH WEST LIMITED | PV |  | 0 | 0 | 0.05 |  |  |  | 0 | 0 | 0 |  |  |  | 0 | 0 | 0 |  | CONNECTED | 0.05 | 4.7500000000000001E-2 | 0.05 | 0.285 | 0.3 | 2018-06-01 | 0 |  |  | 0 | 0 | [8 empty] | 2023-05-12 00:00:00 | 53.7167 | -2.4605
DATA NOT AVAILABLE | DATA NOT AVAILABLE |  |  | FLOAT BRIDGE,,DELVES LANE,DELVES LANE,,SOUTHFIELD,BURNLEY,LANCASHIRE | FLOAT BRIDGE,,DELVES LANE,DELVES LANE,,SOUTHFIELD,BURNLEY,LANCASHIRE | BURNLEY | LANCASHIRE | BB10 3RE | ENGLAND | 389947.69300000003 | 436624.88500000001 | PADIHAM - ROCHDALE GSP | NELSON GSP | CLOVER HILL (400051) | 0.41499999999999998 | ELECTRICITY NORTH WEST LIMITED | WIND |  | 0 | 0 | 0.08 |  |  |  | 0 | 0 | 0 |  |  |  | 0 | 0 | 0 |  | CONNECTED | 0.08 | 7.5999999999999998E-2 | 0.08 | 0.019 | 0.02 | 2015-08-01 | 0 |  |  | 0 | 0 | [8 empty] | 2023-05-12 00:00:00 | 53.8258 | -2.1542
DATA NOT AVAILABLE | DATA NOT AVAILABLE | URBAN WIND | BROMFIELD HALL, WIGTON | BROMFIELD HALL FARM, WIGTON | BROMFIELD HALL FARM, WIGTON | CARLISLE | CUMBRIA | CA7 3NB | ENGLAND | 317402.88199999998 | 546792.33700000006 | HARKER - HUTTON | STAINBURN | ASPATRIA (609304) | 0.41499999999999998 | ELECTRICITY NORTH WEST LIMITED | WIND |  | 0 | 0 | 0.095 |  |  |  | 0 | 0 | 0 |  |  |  | 0 | 0 | 0 |  | CONNECTED | 0.095 | 9.0249999999999997E-2 | 9.5000000000000001E-2 | 0.019 | 0.02 | 2015-03-01 | 0 |  |  | 0 | 0 | [8 empty] | 2023-05-12 00:00:00 | 54.8092 | -3.2866
DATA NOT AVAILABLE | DATA NOT AVAILABLE |  |  | 253 WASHWAY ROAD SALE | 253 WASHWAY ROAD SALE | ALTRINCHAM | GREATER MANCHESTER | M33 4BL | ENGLAND | 377806.65399999998 | 391071.96600000001 | CARRINGTON | SALE BSP | ASHTON ON MERSEY (100102) | 0.41499999999999998 | ELECTRICITY NORTH WEST LIMITED | PV |  | 0 | 0 | 0.056 |  |  |  | 0 | 0 | 0 |  |  |  | 0 | 0 | 0 |  | CONNECTED | 0.056 | 6.6500000000000004E-2 | 7.0000000000000007E-2 | 0.1615 | 0.17 | 2014-02-01 | 0 |  |  | 0 | 0 | [8 empty] | 2023-05-12 00:00:00 | 53.416 | -2.3354
DATA NOT AVAILABLE | DATA NOT AVAILABLE |  |  | OWL MILL SURGERY ATHENS WAY OLDHAM | OWL MILL SURGERY ATHENS WAY OLDHAM | OLDHAM | GREATER MANCHESTER | OL4 3BP | ENGLAND | 395151.06699999998 | 404856.91600000003 | WHITEGATE GSP | GREENHILL | GREENHILL PRIMARY (300024) | 0.41499999999999998 | ELECTRICITY NORTH WEST LIMITED | PV |  | 0 | 0 | 0.05 |  |  |  | 0 | 0 | 0 |  |  |  | 0 | 0 | 0 |  | CONNECTED | 0.05 | 0 | 0 | 0.09025 | 0.095 | 2013-02-01 | 0 |  |  | 0 | 0 | [8 empty] | 2023-05-12 00:00:00 | 53.5403 | -2.0746
DATA NOT AVAILABLE | DATA NOT AVAILABLE | H&H LAND & PROPERTY LTD | MIDTOWN FARM, KIRKBAMPTON | MIDTOWN FARM KIRKBAMPTON | MIDTOWN FARM KIRKBAMPTON | WIGTON | CUMBRIA | CA5 6JB | ENGLAND | 330662.70600000001 | 557481.01 | HARKER - HUTTON | CARLISLE 33KV | WIGTON (609618) | 0.41499999999999998 | ELECTRICITY NORTH WEST LIMITED | WIND |  | 0 | 0 | 0.08 |  |  |  | 0 | 0 | 0 |  |  |  | 0 | 0 | 0 |  | CONNECTED | 0.08 | 7.5999999999999998E-2 | 0.08 | 0.019 | 0.02 | 2015-03-01 | 0 |  |  | 0 | 0 | [8 empty] | 2023-05-12 00:00:00 | 54.9072 | -3.083
DATA NOT AVAILABLE | DATA NOT AVAILABLE | DC21 | MATTBRIDGE FARM, GREEN HOWARTH, ACCRINGTON | MATTBRIDGE FARM GREEN HOWARTH ACCRINGTON | MATTBRIDGE FARM GREEN HOWARTH ACCRINGTON | ACCRINGTON | LANCASHIRE | BB5 3SE | ENGLAND | 375461.34 | 425809.94 | PADIHAM - ROCHDALE GSP | HUNCOAT | KAY ST (400021) | 0.41499999999999998 | ELECTRICITY NORTH WEST LIMITED | WIND |  | 0 | 0 | 0.09 |  |  |  | 0 | 0 | 0 |  |  |  | 0 | 0 | 0 |  | CONNECTED | 0.09 | 7.5999999999999998E-2 | 0.08 | 0.019 | 0.02 | 2014-08-01 | 0 |  |  | 0 | 0 | [8 empty] | 2023-05-12 00:00:00 | 53.7281 | -2.3734
DATA NOT AVAILABLE | DATA NOT AVAILABLE |  |  | BESPOKE COMPLETE SERVICES LTD | BESPOKE COMPLETE SERVICES LTD | DARWEN | LANCASHIRE | BB3 3DJ | ENGLAND | 369744.83 | 422670.99 | PENWORTHAM EAST GSP - ROCHDALE GSP | LOWER DARWEN BSP | EXCHANGE ST (400007) | 0.41499999999999998 | ELECTRICITY NORTH WEST LIMITED | PV |  | 0 | 0 | 0.05 |  |  |  | 0 | 0 | 0 |  |  |  | 0 | 0 | 0 |  | CONNECTED | 0.05 | 4.7500000000000001E-2 | 0.05 | 0.114 | 0.12 | 2015-03-01 | 0 |  |  | 0 | 0 | [8 empty] | 2023-05-12 00:00:00 | 53.6996 | -2.4597
DATA NOT AVAILABLE | DATA NOT AVAILABLE | PENDLE ELECTRICAL CONTRACTORS | MASTERBUILD PRODUCTS, MOORSIDE MILL, CHURCH ST, BOLTON | MASTERBUILD PRODUCTS, MOORSIDE MILL, CHURCH STREET, BOLTON | MASTERBUILD PRODUCTS, MOORSIDE MILL, CHURCH STREET, BOLTON | BOLTON | GREATER MANCHESTER | BL2 5RD | ENGLAND | 376415.20699999999 | 410226.43599999999 | KEARSLEY GSP | BURY GRID | WOOLFOLD (200204) | 0.41499999999999998 | ELECTRICITY NORTH WEST LIMITED | PV |  | 0 | 0 | 0.05 |  |  |  | 0 | 0 | 0 |  |  |  | 0 | 0 | 0 |  | CONNECTED | 0.05 | 5.6999999999999995E-2 | 0.06 | 0.00095 | 0.001 | 2016-09-01 | 0 |  |  | 0 | 0 | [8 empty] | 2023-05-12 00:00:00 | 53.5881 | -2.3578
DATA NOT AVAILABLE | DATA NOT AVAILABLE |  |  | TOTAL FITNESS WATER MEETING RD BOLTON | TOTAL FITNESS WATER MEETING RD BOLTON | BOLTON | GREATER MANCHESTER | BL1 8TS | ENGLAND | 371754.462 | 410527.88 | KEARSLEY GSP | BOLTON GRID | MUSGRAVE RD (200101) | 0.41499999999999998 | ELECTRICITY NORTH WEST LIMITED | NATURAL GAS |  | 0 | 0 | 0.21 |  |  |  | 0 | 0 | 0 |  |  |  | 0 | 0 | 0 |  | CONNECTED | 0.21 | 0 | 0 | 0.285 | 0.3 | 2014-11-01 | 0 |  |  | 0 | 0 | [8 empty] | 2023-05-12 00:00:00 | 53.5906 | -2.4282
DATA NOT AVAILABLE | DATA NOT AVAILABLE | LOW CARBON ENERGY CO | 40 CHURCHILL WAY, NELSON | 40 CHURCHILL WAY NELSON | 40 CHURCHILL WAY NELSON | NELSON | LANCASHIRE | BB9 6RT | ENGLAND | 384708.66 | 438015.33 | PADIHAM - ROCHDALE GSP | NELSON GSP | SPRING COTT (400047) | 0.41499999999999998 | ELECTRICITY NORTH WEST LIMITED | PV |  | 0 | 0 | 0.128 |  |  |  | 0 | 0 | 0 |  |  |  | 0 | 0 | 0 |  | CONNECTED | 0.128 | 0 | 0 | 0.1425 | 0.15 | 2015-03-01 | 0 |  |  | 0 | 0 | [8 empty] | 2023-05-12 00:00:00 | 53.8382 | -2.2339
DATA NOT AVAILABLE | DATA NOT AVAILABLE |  |  | BOLTON SOUTH AMBULACE SERVICE, REDGATE WAY, FARNWORTH | BOLTON SOUTH AMBULACE SERVICE, REDGATE WAY, FARNWORTH | BOLTON | GREATER MANCHESTER | BL4 0JX | ENGLAND | 371591.60100000002 | 406024.29200000002 | KEARSLEY LOCAL 33KV | KEARSLEY LOCAL 33KV | FARNWORTH (200119) | 0.41499999999999998 | ELECTRICITY NORTH WEST LIMITED | PV |  | 0 | 0 | 0.05 |  |  |  | 0 | 0 | 0 |  |  |  | 0 | 0 | 0 |  | CONNECTED | 0.05 | 0 | 0 | 0.0342 | 0.036 | 2015-03-01 | 0 |  |  | 0 | 0 | [8 empty] | 2023-05-12 00:00:00 | 53.5501 | -2.4302
DATA NOT AVAILABLE | DATA NOT AVAILABLE | CRUDEN ENERGY SYSTEMS | WINDMILL HOUSE MILLFIELD RD BLACKPOOL | WINDMILL HOUSE MILLFIELD RD | WINDMILL HOUSE MILLFIELD RD | BLACKPOOL | LANCASHIRE | FY4 5PE | ENGLAND | 332704.68 | 432966.17 | PENWORTHAM WEST GSP - STANAH | BLACKPOOL | MARTON (400108) | 0.41499999999999998 | ELECTRICITY NORTH WEST LIMITED | PV |  | 0 | 0 | 0.05 |  |  |  | 0 | 0 | 0 |  |  |  | 0 | 0 | 0 |  | CONNECTED | 0.05 | 0 | 0 | 0.247 | 0.26 | 2014-12-01 | 0 |  |  | 0 | 0 | [8 empty] | 2023-05-12 00:00:00 | 53.7886 | -3.0229
DATA NOT AVAILABLE | DATA NOT AVAILABLE | ANESCO LTD | PREMIER INN, SOUTHPORT RD, ORMSKIRK | PREMIER INN, SOUTHPORT RD, ORMSKIRK | PREMIER INN, SOUTHPORT RD, ORMSKIRK | ORMSKIRK | LANCASHIRE | L40 9RG | ENGLAND | 338274.28 | 413010.2 | WASHWAY FARM GSP - KIRKBY GSP | SKELMERSDALE GRID | SCARISBRICK (400220) | 11 | ELECTRICITY NORTH WEST LIMITED | PV |  | 0 | 0 | 0.05 |  |  |  | 0 | 0 | 0 |  |  |  | 0 | 0 | 0 |  | CONNECTED | 0.05 | 4.7500000000000001E-2 | 0.05 | 0.07885 | 0.083 | 2019-02-01 | 0 |  |  | 0 | 0 | [8 empty] | 2023-05-12 00:00:00 | 53.61 | -2.9344
DATA NOT AVAILABLE | DATA NOT AVAILABLE |  |  | EAST CRANTUM FARM NEW CUT LANE BIRKDALE | EAST CRANTUM FARM NEW CUT LANE BIRKDALE | PRESTON | LANCASHIRE | PR8 3DL | ENGLAND | 334101.69 | 413169.03 | DATA NOT AVAILABLE | DATA NOT AVAILABLE | NORWEB STAMFORD RD MANWEB (900008) | 0.41499999999999998 | ELECTRICITY NORTH WEST LIMITED | PV |  | 0 | 0 | 0.05 |  |  |  | 0 | 0 | 0 |  |  |  | 0 | 0 | 0 |  | CONNECTED | 0.05 | 4.7500000000000001E-2 | 0.05 | 0.00095 | 0.001 | 2012-12-01 | 0 |  |  | 0 | 0 | [8 empty] | 2023-05-12 00:00:00 | 53.6109 | -2.9975
DATA NOT AVAILABLE | DATA NOT AVAILABLE |  |  | MORRIS BAKERY CHORLEY | MORRIS BAKERY CHORLEY | CHORLEY | LANCASHIRE | PR7 5UH | ENGLAND | 356492.81 | 414167.62 | PENWORTHAM WEST GSP - STANAH | WRIGHTINGTON | WRIGHTINGTON PRY (400216) | 0.41499999999999998 | ELECTRICITY NORTH WEST LIMITED | PV |  | 0 | 0 | 0.095 |  |  |  | 0 | 0 | 0 |  |  |  | 0 | 0 | 0 |  | CONNECTED | 0.095 | 0 | 0 | 0.19 | 0.2 | 2014-07-01 | 0 |  |  | 0 | 0 | [8 empty] | 2023-05-12 00:00:00 | 53.6222 | -2.6592
DATA NOT AVAILABLE | DATA NOT AVAILABLE | WILLIAM DYER ELECTRICAL (UK) LTD | CARLETON CLINIC, CARLISLE, CA1 3SX | CARLETON CLINIC CUNWHINTON DRIVE CARLISLE | CARLETON CLINIC CUNWHINTON DRIVE CARLISLE | CARLISLE | CUMBRIA | CA1 3SX | ENGLAND | 343503.85 | 553420.81999999995 | HARKER - HUTTON | CARLISLE 33KV | PETTERIL BANK (609606) | 0.41499999999999998 | ELECTRICITY NORTH WEST LIMITED | PV |  | 0 | 0 | 0.05 |  |  |  | 0 | 0 | 0 |  |  |  | 0 | 0 | 0 |  | CONNECTED | 0.05 | 0 | 0 | 0.3325 | 0.35 | 2011-12-01 | 0 |  |  | 0 | 0 | [8 empty] | 2023-05-12 00:00:00 | 54.8723 | -2.8819
DATA NOT AVAILABLE | DATA NOT AVAILABLE |  |  | JUBILEE HOUSE PENRITH | JUBILEE HOUSE PENRITH | PENRITH | CUMBRIA | CA10 2BN | ENGLAND | 352457.01 | 528689.87 | HARKER - HUTTON | PENRITH BSP | NEWTONGATE (609668) | 0.41499999999999998 | ELECTRICITY NORTH WEST LIMITED | PV |  | 0 | 0 | 0.05 |  |  |  | 0 | 0 | 0 |  |  |  | 0 | 0 | 0 |  | CONNECTED | 0.05 | 0 | 0 | 0.09025 | 0.095 | 2015-01-01 | 0 |  |  | 0 | 0 | [8 empty] | 2023-05-12 00:00:00 | 54.6511 | -2.7383
DATA NOT AVAILABLE | DATA NOT AVAILABLE |  |  | BARROW LEISURE CENTRE | THE PARK LEISURE CENTRE | BARROW-IN-FURNESS | CUMBRIA | LA13 9DT | ENGLAND | 320883.033 | 469628.87 | HARKER - HUTTON | SANDGATE | SANDGATE PRIMARY (609004) | 0.41499999999999998 | ELECTRICITY NORTH WEST LIMITED | NATURAL GAS |  | 0 | 0 | 0.075 |  |  |  | 0 | 0 | 0 |  |  |  | 0 | 0 | 0 |  | CONNECTED | 0.075 | 0 | 0 | 0.19 | 0.2 | 1991-11-18 | 0 |  |  | 0 | 0 | [8 empty] | 2023-05-12 00:00:00 | 54.1164 | -3.2118
DATA NOT AVAILABLE | DATA NOT AVAILABLE | ANIRON LTD | SEFTON FARM, ELLEL, LANCASTER | SEFTON FARM, ELLEL, LANCASTER | SEFTON FARM, ELLEL, LANCASTER | LANCASTER | LANCASHIRE | LA2 0QA | ENGLAND | 350436.98 | 456681.83 | HEYSHAM | LANCASTER | LANCASTER PRIMARY (609904) | 0.41499999999999998 | ELECTRICITY NORTH WEST LIMITED | PV |  | 0 | 0 | 0.05 |  |  |  | 0 | 0 | 0 |  |  |  | 0 | 0 | 0 |  | CONNECTED | 0.05 | 0 | 0 | 0.00095 | 0.001 | 2016-07-05 | 0 |  |  | 0 | 0 | [8 empty] | 2023-05-12 00:00:00 | 54.0038 | -2.7577
DATA NOT AVAILABLE | DATA NOT AVAILABLE |  |  | POST HOUSE LANCASTER | WATERSIDE PARK | LANCASTER | LANCASHIRE | LA1 3RA | ENGLAND | 349152.32 | 464137.05 | HEYSHAM | LANCASTER | LANCASTER PRIMARY (609904) | 0.41499999999999998 | ELECTRICITY NORTH WEST LIMITED | NATURAL GAS |  | 0 | 0 | 0.095 |  |  |  | 0 | 0 | 0 |  |  |  | 0 | 0 | 0 |  | CONNECTED | 0.095 | 0.19949999999999998 | 0.21 | 0.1995 | 0.21 | 1991-12-04 | 0 |  |  | 0 | 0 | [8 empty] | 2023-05-12 00:00:00 | 54.0706 | -2.7785
DATA NOT AVAILABLE | DATA NOT AVAILABLE |  | CONDERGATH FARM KIT BROWN LANE LA2 0QQ | CONDERGATH FARM KIT BROWN LANE | CONDERGATH FARM KIT BROWN LANE | LANCASTER | LANCASHIRE | LA2 0QQ | ENGLAND | 349979.01 | 457218.94 | HEYSHAM | LANCASTER | LANCASTER PRIMARY (609904) | 11 | ELECTRICITY NORTH WEST LIMITED | PV |  | 0 | 0 | 0.05 |  |  |  | 0 | 0 | 0 |  |  |  | 0 | 0 | 0 |  | CONNECTED | 0.05 | 0 | 0 | 0.057 | 0.06 | 2016-07-06 | 0 |  |  | 0 | 0 | [8 empty] | 2023-05-12 00:00:00 | 54.0086 | -2.7647
DATA NOT AVAILABLE | DATA NOT AVAILABLE | UNITED UTILITIES | WESTHOUGHTON WWTW | WESTHOUGHTON WWTW | WESTHOUGHTON WWTW | BOLTON | GREATER MANCHESTER | BL5 2BF | ENGLAND | 364960.50900000002 | 403650.57299999997 | KEARSLEY GSP | WESTHOUGHTON | WESTHOUGHTON (200413) | 11 | ELECTRICITY NORTH WEST LIMITED | PV |  | 0 | 0 | 0.249 |  |  |  | 0 | 0 | 0 |  |  |  | 0 | 0 | 0 |  | CONNECTED | 0.249 | 0.23654999999999998 | 0.249 | 0.1615 | 0.17 | 2019-04-01 | 0 |  |  | 0 | 0 | [8 empty] | 2023-05-12 00:00:00 | 53.5283 | -2.53
DATA NOT AVAILABLE | DATA NOT AVAILABLE |  |  | THE LAKES HOMECENTRE LOW ROAD COCKERMOUTH | THE LAKES HOMECENTRE LOW ROAD COCKERMOUTH | COCKERMOUTH | CUMBRIA | CA13 0HH | ENGLAND | 311281.71000000002 | 530821.44999999995 | HARKER - HUTTON | STAINBURN | EMBLETON (609305) | 0.41499999999999998 | ELECTRICITY NORTH WEST LIMITED | PV |  | 0 | 0 | 0.086 |  |  |  | 0 | 0 | 0 |  |  |  | 0 | 0 | 0 |  | CONNECTED | 0.086 | 9.1200000000000003E-2 | 9.6000000000000002E-2 | 0.19 | 0.2 | 2013-06-01 | 0 |  |  | 0 | 0 | [8 empty] | 2023-05-12 00:00:00 | 54.6646 | -3.377
DATA NOT AVAILABLE | DATA NOT AVAILABLE |  |  | ERRWOOD RESERVOIR | ERRWOOD RESERVOIR | BUXTON | DERBYSHIRE | SK17 9BD | ENGLAND | 404402.85 | 372773.02 | STALYBRIDGE | BUXTON GRID | ASHWOOD DALE (301467) | 0.41499999999999998 | ELECTRICITY NORTH WEST LIMITED | HYDRO |  | 0 | 0 | 0.15 |  |  |  | 0 | 0 | 0 |  |  |  | 0 | 0 | 0 |  | CONNECTED | 0.15 | 0.14249999999999999 | 0.15 | 0 | 0 | 1989-11-01 | 0 |  |  | 0 | 0 | [8 empty] | 2023-05-12 00:00:00 | 53.252 | -1.9355
DATA NOT AVAILABLE | DATA NOT AVAILABLE | SUNDOG ENERGY | MITCHELS LAKELAND LIVESTOCK MART, COCKERMOUTH, CA13 0QQ | COCKERMOUTH AUCTION MART | COCKERMOUTH AUCTION MART | COCKERMOUTH | CUMBRIA | CA13 0QQ | ENGLAND | 311315.25 | 529529.07999999996 | HARKER - HUTTON | STAINBURN | EMBLETON (609305) | 0.41499999999999998 | ELECTRICITY NORTH WEST LIMITED | PV |  | 0 | 0 | 0.05 |  |  |  | 0 | 0 | 0 |  |  |  | 0 | 0 | 0 |  | CONNECTED | 0.05 | 4.7500000000000001E-2 | 0.05 | 0.1045 | 0.11 | 2012-01-01 | 0 |  |  | 0 | 0 | [8 empty] | 2023-05-12 00:00:00 | 54.653 | -3.3761
DATA NOT AVAILABLE | DATA NOT AVAILABLE |  |  | OTTERSPOOL HYDRO, MARPLE | OTTERSPOOL HYDRO, MARPLE | STOCKPORT | CHESHIRE | SK3 3LG | ENGLAND | 393643.06300000002 | 389161.55900000001 | BREDBURY | VERNON PK GRID | ROMILEY (302963) | 0.41499999999999998 | ELECTRICITY NORTH WEST LIMITED | HYDRO |  | 0 | 0 | 0.068 |  |  |  | 0 | 0 | 0 |  |  |  | 0 | 0 | 0 |  | CONNECTED | 0.068 | 7.0299999999999987E-2 | 7.3999999999999996E-2 | 0.019 | 0.02 | 2012-05-01 | 0 |  |  | 0 | 0 | [8 empty] | 2023-05-12 00:00:00 | 53.3992 | -2.0971
DATA NOT AVAILABLE | DATA NOT AVAILABLE |  |  | BRITANNIA AIRPORT HOTEL | PALATINE ROAD (WAS POSTHOUSE, NORTENDEN) | MANCHESTER | GREATER MANCHESTER | M22 4FH | ENGLAND | 382445.09499999997 | 390073.391 | SOUTH MANCHESTER GSP | WEST DIDSBURY GRID | NORTHENDEN (100123) | 0.41499999999999998 | ELECTRICITY NORTH WEST LIMITED | NATURAL GAS |  | 0 | 0 | 0.075 |  |  |  | 0 | 0 | 0 |  |  |  | 0 | 0 | 0 |  | CONNECTED | 0.075 | 0.16624999999999998 | 0.17499999999999999 | 0.1273 | 0.134 | 1991-02-15 | 0 |  |  | 0 | 0 | [8 empty] | 2023-05-12 00:00:00 | 53.4072 | -2.2655
DATA NOT AVAILABLE | DATA NOT AVAILABLE | SOLAR POWER NI | LOOKERS VW, BLACKPOOL, ASHWORTH HOUSE, BLACKPOOL | LOOKERS VW, BLACKPOOL, ASHWORTH HOUSE, BLACKPOOL | LOOKERS VW, BLACKPOOL, ASHWORTH HOUSE, BLACKPOOL | BLACKPOOL | LANCASHIRE | FY4 4UW | ENGLAND | 370456.19 | 429478.78 | PENWORTHAM EAST GSP - ROCHDALE GSP | BLACKBURN | BLACKBURN (400001) | 0.41499999999999998 | ELECTRICITY NORTH WEST LIMITED | PV |  | 0 | 0 | 0.05 |  |  |  | 0 | 0 | 0 |  |  |  | 0 | 0 | 0 |  | CONNECTED | 0.05 | 0 | 0 | 0.1026 | 0.108 | 2016-01-01 | 0 |  |  | 0 | 0 | [8 empty] | 2023-05-12 00:00:00 | 53.7608 | -2.4496
DATA NOT AVAILABLE | DATA NOT AVAILABLE |  |  | HEALD GREEN PUBLIC HALL, OUTWOOD ROAD, HEALD GREEN, STOCKPORT | HEALD GREEN PUBLIC HALL, OUTWOOD ROAD, HEALD GREEN, STOCKPORT | STOCKPORT | GREATER MANCHESTER | SK8 3LU | ENGLAND | 384760.49 | 385579.89 | SOUTH MANCHESTER GSP | MOSS NOOK GRID | MOSS NOOK PRY (100139) | 0.41499999999999998 | ELECTRICITY NORTH WEST LIMITED | PV |  | 0 | 0 | 0.05 |  |  |  | 0 | 0 | 0 |  |  |  | 0 | 0 | 0 |  | CONNECTED | 0.05 | 0 | 0 | 0.00095 | 0.001 | 2016-06-01 | 0 |  |  | 0 | 0 | [8 empty] | 2023-05-12 00:00:00 | 53.3669 | -2.2305
DATA NOT AVAILABLE | DATA NOT AVAILABLE |  |  | UUNW PILLING WWTW |  | FLEETWOOD | LANCASHIRE | PR3 6HB | ENGLAND | 340784.05 | 448965.79 | PENWORTHAM WEST GSP - STANAH | THORNTON BSP | PREESALL (609920) | 0.41499999999999998 | ELECTRICITY NORTH WEST LIMITED | OIL |  | 0 | 0 | 0.15 |  |  |  | 0 | 0 | 0 |  |  |  | 0 | 0 | 0 |  | CONNECTED | 0.15 | 0 | 0 | 0.07125 | 0.075 | 2005-04-01 | 0 |  |  | 0 | 0 | [8 empty] | 2023-05-12 00:00:00 | 53.9334 | -2.9034
DATA NOT AVAILABLE | DATA NOT AVAILABLE |  |  | UNIT 3 THIRD AVE POYNTON | UNIT 3 THIRD AVE POYNTON | STOCKPORT | CHESHIRE | SK12 1YL | ENGLAND | 391874.88 | 382462.18 | BREDBURY | HAZEL GROVE GRID | POYNTON (301976) | 0.41499999999999998 | ELECTRICITY NORTH WEST LIMITED | PV |  | 0 | 0 | 0.05 |  |  |  | 0 | 0 | 0 |  |  |  | 0 | 0 | 0 |  | CONNECTED | 0.05 | 4.7500000000000001E-2 | 0.05 | 0.00095 | 0.001 | 2013-12-01 | 0 |  |  | 0 | 0 | [8 empty] | 2023-05-12 00:00:00 | 53.339 | -2.1235
DATA NOT AVAILABLE | DATA NOT AVAILABLE | GEN FIT | WILMSLOW LEISURE CENTRE, STATION ROAD, WILMSLOW | WILMSLOW LEISURE CENTRE, STATION ROAD, WILMSLOW | WILMSLOW LEISURE CENTRE RECTORY FIELDS STATION ROAD | WILMSLOW | CHESHIRE | SK9 1BU | ENGLAND | 384958.092 | 381079.43400000001 | SOUTH MANCHESTER GSP | MOSS NOOK GRID | WILMSLOW (302529) | 0.4 | ELECTRICITY NORTH WEST LIMITED | PV |  | 0 | 0 | 0.082 |  |  |  | 0 | 0 | 0 |  |  |  | 0 | 0 | 0 |  | CONNECTED | 0.082 | 7.8850000000000003E-2 | 8.3000000000000004E-2 | 0.12825 | 0.135 | 2023-01-24 | 0 |  |  | 0 | 0 | [8 empty] | 2023-05-12 00:00:00 | 53.3264 | -2.2273
DATA NOT AVAILABLE | DATA NOT AVAILABLE |  | WILMSLOW LEISURE CENTRE, STATION ROAD, WILMSLOW | WILMSLOW LEISURE CENTRE, STATION ROAD, WILMSLOW | WILMSLOW LEISURE CENTRE RECTORY FIELDS STATION ROAD | WILMSLOW | CHESHIRE | SK9 1BU | ENGLAND | 384958.092 | 381079.43400000001 | SOUTH MANCHESTER GSP | MOSS NOOK GRID | WILMSLOW (302529) | 0.4 | ELECTRICITY NORTH WEST LIMITED | PV |  | 0 | 0 | 0.082 |  |  |  | 0 | 0 | 0 |  |  |  | 0 | 0 | 0 |  | CONNECTED | 0.082 | 7.8850000000000003E-2 | 8.3000000000000004E-2 | 0.12825 | 0.135 | 2023-01-24 | 0 |  |  | 0 | 0 | [8 empty] | 2023-05-12 00:00:00 | 53.3264 | -2.2273
DATA NOT AVAILABLE | DATA NOT AVAILABLE | ANESCO LTD | BANNATYNE'S HEALTH CLUB, NORTHWAY, SKELMERSDALE | BANNATYNES FITNESS, NORTHWAY, SKELMERSDALE | BANNATYNES FITNESS, NORTHWAY, SKELMERSDALE | WIGAN | LANCASHIRE | WN8 6LH | ENGLAND | 348719.44 | 406623.85200000001 | WASHWAY FARM GSP - KIRKBY GSP | SKELMERSDALE GRID | WILLOW HEY (200402) | 11 | ELECTRICITY NORTH WEST LIMITED | PV |  | 0 | 0 | 0.132 |  |  |  | 0 | 0 | 0 |  |  |  | 0 | 0 | 0 |  | CONNECTED | 0.132 | 0.13109999999999999 | 0.13800000000000001 | 0.15675 | 0.165 | 2015-10-27 | 0 |  |  | 0 | 0 | [8 empty] | 2023-05-12 00:00:00 | 53.5537 | -2.7755
DATA NOT AVAILABLE | DATA NOT AVAILABLE |  |  | WARDLE ACADAMY BIRCH ROAD ROCHDALE | WARDLE ACADAMY BIRCH ROAD ROCHDALE | ROCHDALE | GREATER MANCHESTER | OL12 9RD | ENGLAND | 391663.80800000002 | 416184.88 | PADIHAM - ROCHDALE GSP | BELFIELD GRID | WARDLEWORTH (304886) | 0.41499999999999998 | ELECTRICITY NORTH WEST LIMITED | PV |  | 0 | 0 | 0.0775 |  |  |  | 0 | 0 | 0 |  |  |  | 0 | 0 | 0 |  | CONNECTED | 0.0775 | 0 | 0 | 0.057 | 0.06 | 2014-01-01 | 0 |  |  | 0 | 0 | [8 empty] | 2023-05-12 00:00:00 | 53.6421 | -2.1276
DATA NOT AVAILABLE | DATA NOT AVAILABLE |  |  | NORTH CHADDERTON SCHOOL OLDHAM | NORTH CHADDERTON SCHOOL OLDHAM | OLDHAM | GREATER MANCHESTER | OL9 0BN | ENGLAND | 390025.21600000001 | 406546.592 | WHITEGATE GSP | GREENHILL | WILLOWBANK (302292) | 0.41499999999999998 | ELECTRICITY NORTH WEST LIMITED | NATURAL GAS |  | 0 | 0 | 0.15 |  |  |  | 0 | 0 | 0 |  |  |  | 0 | 0 | 0 |  | CONNECTED | 0.15 | 0 | 0 | 0.646 | 0.68 | 2013-10-01 | 0 |  |  | 0 | 0 | [8 empty] | 2023-05-12 00:00:00 | 53.5554 | -2.152
DATA NOT AVAILABLE | DATA NOT AVAILABLE |  |  | LEES BROOK MILL LEES RD OLDHAM | LEES BROOK MILL LEES RD OLDHAM | OLDHAM | GREATER MANCHESTER | OL4 5JL | ENGLAND | 394993.35 | 404505.04200000002 | WHITEGATE GSP | GREENHILL | GREENHILL PRIMARY (300024) | 0.41499999999999998 | ELECTRICITY NORTH WEST LIMITED | PV |  | 0 | 0 | 0.05 |  |  |  | 0 | 0 | 0 |  |  |  | 0 | 0 | 0 |  | CONNECTED | 0.05 | 4.5600000000000002E-2 | 4.8000000000000001E-2 | 0.095 | 0.1 | 2011-12-01 | 0 |  |  | 0 | 0 | [8 empty] | 2023-05-12 00:00:00 | 53.5372 | -2.077
DATA NOT AVAILABLE | DATA NOT AVAILABLE |  |  | TILE MART QUEEN STREET PRESTON | TILE MART QUEEN STREET PRESTON | PRESTON | LANCASHIRE | PR1 4HH | ENGLAND | 354689.84399999998 | 429411.50799999997 | PENWORTHAM EAST GSP - ROCHDALE GSP | RIBBLE GSP | ST MARYS ST (400412) | 0.41499999999999998 | ELECTRICITY NORTH WEST LIMITED | PV |  | 0 | 0 | 0.05 |  |  |  | 0 | 0 | 0 |  |  |  | 0 | 0 | 0 |  | CONNECTED | 0.05 | 0 | 0 | 0.076 | 0.08 | 2015-01-01 | 0 |  |  | 0 | 0 | [8 empty] | 2023-05-12 00:00:00 | 53.7591 | -2.6887
DATA NOT AVAILABLE | DATA NOT AVAILABLE |  |  | 48-50 STOCK ST MANCHESTER | 48-50 STOCK ST MANCHESTER | MANCHESTER | GREATER MANCHESTER | M8 8QJ | ENGLAND | 384349.17 | 399848.91 | KEARSLEY GSP | FREDERICK RD GRID | STRANGEWAYS (100631) | 0.41499999999999998 | ELECTRICITY NORTH WEST LIMITED | PV |  | 0 | 0 | 0.05 |  |  |  | 0 | 0 | 0 |  |  |  | 0 | 0 | 0 |  | CONNECTED | 0.05 | 0 | 0 | 0.00095 | 0.001 | 2013-05-01 | 0 |  |  | 0 | 0 | [8 empty] | 2023-05-12 00:00:00 | 53.4951 | -2.2374
DATA NOT AVAILABLE | DATA NOT AVAILABLE | SALFORD COUNCIL | 243 LIVERPOOL RD, IRLAM, MANCHESTER, M44 6BR | 243 LIVERPOOL RD, IRLAM, MANCHESTER, M44 6BR | FIT CITY LIVERPOOL ROAD IRLAM | MANCHESTER | LANCASHIRE | M44 5XD | ENGLAND | 372017.76899999997 | 394150.93599999999 | CARRINGTON | CARRINGTON BSP | IRLAM (100615) | 0.4 | ELECTRICITY NORTH WEST LIMITED | PV |  | 0 | 0 | 0.0828 |  |  |  | 0 | 0 | 0 |  |  |  | 0 | 0 | 0 |  | CONNECTED | 0.0828 | 7.8659999999999994E-2 | 8.2799999999999999E-2 | 0.1045 | 0.11 | 2022-03-17 | 0 |  |  | 0 | 0 | [8 empty] | 2023-05-12 00:00:00 | 53.4434 | -2.4227
DATA NOT AVAILABLE | DATA NOT AVAILABLE |  |  | SALE LEISURE CENTRE BROAD RD SALE | SALE LEISURE CENTRE BROAD RD SALE | ALTRINCHAM | GREATER MANCHESTER | M33 2AL | ENGLAND | 379109.73100000003 | 392053.114 | CARRINGTON | SALE BSP | SALE PRY (100136) | 0.41499999999999998 | ELECTRICITY NORTH WEST LIMITED | NATURAL GAS |  | 0 | 0 | 0.112 |  |  |  | 0 | 0 | 0 |  |  |  | 0 | 0 | 0 |  | CONNECTED | 0.112 | 0 | 0 | 0.11875 | 0.125 | 2011-06-01 | 0 |  |  | 0 | 0 | [8 empty] | 2023-05-12 00:00:00 | 53.4249 | -2.3158
DATA NOT AVAILABLE | DATA NOT AVAILABLE | WIRELESS EDGE COMMUNICATIONS LTD | ALDI, ASHTON OLD ROAD, OPENSHAW | ALDI, ASHTON OLD ROAD, OPENSHAW | ALDI, ASHTON OLD ROAD, OPENSHAW | MANCHESTER | GREATER MANCHESTER | M11 2NN | ENGLAND | 388527.8 | 397425.44 | STALYBRIDGE | DROYLSDEN GRID | OPENSHAW (100125) | 0.41499999999999998 | ELECTRICITY NORTH WEST LIMITED | PV |  | 0 | 0 | 0.05 |  |  |  | 0 | 0 | 0 |  |  |  | 0 | 0 | 0 |  | CONNECTED | 0.05 | 0 | 0 | 0.0855 | 0.09 | 2016-09-08 | 0 |  |  | 0 | 0 | [8 empty] | 2023-05-12 00:00:00 | 53.4734 | -2.1743
DATA NOT AVAILABLE | DATA NOT AVAILABLE |  |  | ALBION WORKS CLOWES STREET | ALBION WORKS CLOWES STREET | OLDHAM | GREATER MANCHESTER | OL9 7LY | ENGLAND | 390572.48700000002 | 402856.90500000003 | WHITEGATE GSP | CHADDERTON GRID | HOLLINWOOD (307008) | 0.41499999999999998 | ELECTRICITY NORTH WEST LIMITED | PV |  | 0 | 0 | 0.05 |  |  |  | 0 | 0 | 0 |  |  |  | 0 | 0 | 0 |  | CONNECTED | 0.05 | 4.7500000000000001E-2 | 0.05 | 0.0665 | 0.07 | 2014-05-01 | 0 |  |  | 0 | 0 | [8 empty] | 2023-05-12 00:00:00 | 53.5223 | -2.1437
DATA NOT AVAILABLE | DATA NOT AVAILABLE | CAPITA SYMONDS | DARWEN LEISURE CENTRE | DARWEN LEISURE CENTRE | DARWEN LEISURE CENTRE | DARWEN | LANCASHIRE | BB3 1PP | ENGLAND | 369062.51500000001 | 422316.80800000002 | PENWORTHAM EAST GSP - ROCHDALE GSP | LOWER DARWEN BSP | EXCHANGE ST (400007) | 0.41499999999999998 | ELECTRICITY NORTH WEST LIMITED | NATURAL GAS |  | 0 | 0 | 0.065 |  |  |  | 0 | 0 | 0 |  |  |  | 0 | 0 | 0 |  | CONNECTED | 0.065 | 0 | 0 | 0.26125 | 0.275 | 2010-08-01 | 0 |  |  | 0 | 0 | [8 empty] | 2023-05-12 00:00:00 | 53.6964 | -2.47
DATA NOT AVAILABLE | DATA NOT AVAILABLE |  | MILLBECK HALL COTTAGE, MILLBECK, KESWICK | MILLBECK HALL COTTAGE KESWICK | MILLBECK HALL COTTAGE KESWICK | KESWICK | CUMBRIA | CA12 4PS | ENGLAND | 325463.353 | 526088.69900000002 | HARKER - HUTTON | STAINBURN | KESWICK (609308) | 0.41499999999999998 | ELECTRICITY NORTH WEST LIMITED | HYDRO |  | 0 | 0 | 0.099 |  |  |  | 0 | 0 | 0 |  |  |  | 0 | 0 | 0 |  | CONNECTED | 0.099 | 9.5000000000000001E-2 | 0.1 | 0.00475 | 0.005 | 2014-01-01 | 0 |  |  | 0 | 0 | [8 empty] | 2023-05-12 00:00:00 | 54.6244 | -3.156
DATA NOT AVAILABLE | DATA NOT AVAILABLE |  |  | WHINBRICK WORKS, BLACKPOOL ROAD, PRESTON | WHINBRICK WORKS, BLACKPOOL ROAD, PRESTON | PRESTON | LANCASHIRE | PR4 2RJ | ENGLAND | 339899.32 | 432611.78 | PENWORTHAM WEST GSP - STANAH | PEEL | HALL CROSS (400407) | 0.41499999999999998 | ELECTRICITY NORTH WEST LIMITED | PV |  | 0 | 0 | 0.25 |  |  |  | 0 | 0 | 0 |  |  |  | 0 | 0 | 0 |  | CONNECTED | 0.25 | 0.23749999999999999 | 0.25 | 0.25175 | 0.265 | 2013-07-01 | 0 |  |  | 0 | 0 | [8 empty] | 2023-05-12 00:00:00 | 53.7863 | -2.9137
DATA NOT AVAILABLE | DATA NOT AVAILABLE | WIRELESS EDGE COMMUNICATIONS LTD | ALDI STORES LTD, HIGHER BRIDGE STREET, BOLTON | ALDI STORE HIGHER BRIDGE ST BOLTON | ALDI STORE HIGHER BRIDGE ST BOLTON | BOLTON | GREATER MANCHESTER | BL1 2HJ | ENGLAND | 371647.32699999999 | 409971.97499999998 | KEARSLEY GSP | BOLTON GRID | SPA RD (200102) | 0.41499999999999998 | ELECTRICITY NORTH WEST LIMITED | PV |  | 0 | 0 | 0.05 |  |  |  | 0 | 0 | 0 |  |  |  | 0 | 0 | 0 |  | CONNECTED | 0.05 | 0 | 0 | 0.133 | 0.14 | 2015-11-26 | 0 |  |  | 0 | 0 | [8 empty] | 2023-05-12 00:00:00 | 53.5856 | -2.4298
DATA NOT AVAILABLE | DATA NOT AVAILABLE | SOLARLEX LTD | A & F SPRINKLERS LTD, UNIT 4 GORRELS WAY, ROCHDALE | A&F SPRINKLERS UNIT 4 GORRELLS WAY TRANS PENNINE TRADING EST ROCHDALE | A&F SPRINKLERS UNIT 4 GORRELLS WAY TRANS PENNINE TRADING EST ROCHDALE | ROCHDALE | GREATER MANCHESTER | OL11 2PX | ENGLAND | 388934.28600000002 | 411453.875 | PADIHAM - ROCHDALE GSP | CASTLETON | CASTLETON PRIMARY (304881) | 0.41499999999999998 | ELECTRICITY NORTH WEST LIMITED | PV |  | 0 | 0 | 0.05 |  |  |  | 0 | 0 | 0 |  |  |  | 0 | 0 | 0 |  | CONNECTED | 0.05 | 4.7500000000000001E-2 | 0.05 | 0.057 | 0.06 | 2015-10-23 | 0 |  |  | 0 | 0 | [8 empty] | 2023-05-12 00:00:00 | 53.5995 | -2.1687
DATA NOT AVAILABLE | DATA NOT AVAILABLE | BET 365 | ZENITH HOUSE, 26 SPRING GARDENS, MANCHESTER | ZENITH HOUSE, 26 SPRING GARDENS, MANCHESTER | 26 SPRING GARDENS | MANCHESTER | GREATER MANCHESTER | M2 1AB | ENGLAND | 384079.86800000002 | 398351.51299999998 | SOUTH MANCHESTER GSP | BLOOM ST GRID | PICCADILLY (100626) | 0.4 | ELECTRICITY NORTH WEST LIMITED | DIESEL |  | 0 | 0 | 0.584 |  |  |  | 0 | 0 | 0 |  |  |  | 0 | 0 | 0 |  | CONNECTED | 0.584 | 0 | 0 | 0.6175 | 0.65 | 2019-09-15 | 0 |  |  | 0 | 0 | [8 empty] | 2023-05-12 00:00:00 | 53.4816 | -2.2414
DATA NOT AVAILABLE | DATA NOT AVAILABLE |  |  | DAVID LLOYD LEISURE, TRAFFORD PK, MCR (CHP) | BARTON EMBANKMENT | MANCHESTER | GREATER MANCHESTER | M17 8RH | ENGLAND | 376221.23800000001 | 397056.22200000001 | CARRINGTON | BARTON | DUMPLINGTON (100611) | 0.41499999999999998 | ELECTRICITY NORTH WEST LIMITED | NATURAL GAS |  | 0 | 0 | 0.258 |  |  |  | 0 | 0 | 0 |  |  |  | 0 | 0 | 0 |  | CONNECTED | 0.258 | 0 | 0 | 0.266 | 0.28 | 2001-02-01 | 0 |  |  | 0 | 0 | [8 empty] | 2023-05-12 00:00:00 | 53.4697 | -2.3597
DATA NOT AVAILABLE | DATA NOT AVAILABLE |  |  | PRINT SEARCH WESTING HOUSE RD | PRINT SEARCH WESTING HOUSE RD | MANCHESTER | GREATER MANCHESTER | M17 1PJ | ENGLAND | 379682.65100000001 | 396264.44099999999 | SOUTH MANCHESTER GSP | STRETFORD GRID | TRAFFORD (100634) | 0.41499999999999998 | ELECTRICITY NORTH WEST LIMITED | PV |  | 0 | 0 | 0.05 |  |  |  | 0 | 0 | 0 |  |  |  | 0 | 0 | 0 |  | CONNECTED | 0.05 | 0 | 0 | 0.00095 | 0.001 | 2014-05-01 | 0 |  |  | 0 | 0 | [8 empty] | 2023-05-12 00:00:00 | 53.4627 | -2.3075
DATA NOT AVAILABLE | DATA NOT AVAILABLE | GLOBAL HEAT SOURCE | STALKERS TRANSPORT STALKERS TRANSPORT BRAMPTON CUMBRIA | STALKERS TRANSPORT STALKERS TRANSPORT BRAMPTON CUMBRIA | STALKERS TRANSPORT STALKERS TRANSPORT BRAMPTON CUMBRIA | BRAMPTON | CUMBRIA | CA8 1SW | ENGLAND | 352196.9 | 561040.59 | HARKER - HUTTON | CARLISLE 33KV | CAPONTREE (609611) | 0.41499999999999998 | ELECTRICITY NORTH WEST LIMITED | PV |  | 0 | 0 | 0.131 |  |  |  | 0 | 0 | 0 |  |  |  | 0 | 0 | 0 |  | CONNECTED | 0.131 | 0.12445000000000001 | 0.13100000000000001 | 0.00095 | 0.001 | 2016-06-01 | 0 |  |  | 0 | 0 | [8 empty] | 2023-05-12 00:00:00 | 54.9417 | -2.7477
DATA NOT AVAILABLE | DATA NOT AVAILABLE | H&H LAND & PROPERTY LTD | SHAW HOUSE KIRKBRIDE | SHAW HOUSE KIRKBRIDGE WIGTON | SHAW HOUSE KIRKBRIDGE WIGTON | CARLISLE | CUMBRIA | CA7 5HP | ENGLAND | 322089.07 | 554429.18000000005 | HARKER - HUTTON | CARLISLE 33KV | WIGTON (609618) | 0.41499999999999998 | ELECTRICITY NORTH WEST LIMITED | WIND |  | 0 | 0 | 0.08 |  |  |  | 0 | 0 | 0 |  |  |  | 0 | 0 | 0 |  | CONNECTED | 0.08 | 7.5999999999999998E-2 | 0.08 | 0.01425 | 0.015 | 2012-07-01 | 0 |  |  | 0 | 0 | [8 empty] | 2023-05-12 00:00:00 | 54.8785 | -3.2158
DATA NOT AVAILABLE | DATA NOT AVAILABLE |  |  | MANCHESTER HART AMBULANCE STATION, 40 WHELL FORGE WAY, TRAFFORD PARK | MANCHESTER HART AMBULANCE STATION, 40 WHELL FORGE WAY, TRAFFORD PARK | MANCHESTER | GREATER MANCHESTER | M17 1EH | ENGLAND | 377973.58 | 396774.39 | CARRINGTON | BARTON | LYONS RD (100618) | 0.41499999999999998 | ELECTRICITY NORTH WEST LIMITED | PV |  | 0 | 0 | 0.05 |  |  |  | 0 | 0 | 0 |  |  |  | 0 | 0 | 0 |  | CONNECTED | 0.05 | 0 | 0 | 0.095 | 0.1 | 2015-03-01 | 0 |  |  | 0 | 0 | [8 empty] | 2023-05-12 00:00:00 | 53.4672 | -2.3333
DATA NOT AVAILABLE | DATA NOT AVAILABLE |  |  | J CLEGG & BROS, RAKEWOOD MILL LITTLEBOROUGH | J CLEGG & BROS, RAKEWOOD MILL LITTLEBOROUGH | OLDHAM | GREATER MANCHESTER | OL15 0AP | ENGLAND | 394519.67 | 414157.01 | PADIHAM - ROCHDALE GSP | BELFIELD GRID | LITTLEBOROUGH (304884) | 0.41499999999999998 | ELECTRICITY NORTH WEST LIMITED | WIND |  | 0 | 0 | 0.1 |  |  |  | 0 | 0 | 0 |  |  |  | 0 | 0 | 0 |  | CONNECTED | 0.1 |  |  | 0.095 | 0.1 | 2013-10-01 | 0 |  |  | 0 | 0 | [8 empty] | 2023-05-12 00:00:00 | 53.6239 | -2.0843
DATA NOT AVAILABLE | DATA NOT AVAILABLE |  |  | POST HOUSE CARLISLE | POST HOUSE HOTEL, PARKHOUSE RD | CARLISLE | CUMBRIA | CA3 0HR | ENGLAND | 339384.19 | 559766.82900000003 | HARKER - HUTTON | CARLISLE 33KV | CARLISLE NORTH BSP (609595) | 0.41499999999999998 | ELECTRICITY NORTH WEST LIMITED | NATURAL GAS |  | 0 | 0 | 0.075 |  |  |  | 0 | 0 | 0 |  |  |  | 0 | 0 | 0 |  | CONNECTED | 0.075 | 0 | 0 | 0.20425 | 0.215 | 1993-06-23 | 0 |  |  | 0 | 0 | [8 empty] | 2023-05-12 00:00:00 | 54.9289 | -2.9474
DATA NOT AVAILABLE | DATA NOT AVAILABLE |  |  | TESCO SPINNING JENNY WAY LEIGH | TESCO SPINNING JENNY WAY LEIGH | WIGAN | LANCASHIRE | WN7 4PE | ENGLAND | 365829.88299999997 | 399903.05499999999 | KEARSLEY GSP | ATHERTON | LEIGH (205329) | 11 | ELECTRICITY NORTH WEST LIMITED | NATURAL GAS |  | 0 | 0 | 0.121 |  |  |  | 0 | 0 | 0 |  |  |  | 0 | 0 | 0 |  | CONNECTED | 0.121 | 0 | 0 | 0.59565 | 0.627 | 2013-05-01 | 0 |  |  | 0 | 0 | [8 empty] | 2023-05-12 00:00:00 | 53.4947 | -2.5165
DATA NOT AVAILABLE | DATA NOT AVAILABLE |  |  | WIND HILL FARM ROCHDALE | WIND HILL FARM ROCHDALE | ROCHDALE | GREATER MANCHESTER | OL11 5UN | ENGLAND | 383390.277 | 414873.93099999998 | PADIHAM - ROCHDALE GSP | ROCHDALE CENTRAL | SPOTLAND (304885) | 6.6 | ELECTRICITY NORTH WEST LIMITED | WIND |  | 0 | 0 | 0.5 |  |  |  | 0 | 0 | 0 |  |  |  | 0 | 0 | 0 |  | CONNECTED | 0.5 | 0.47499999999999998 | 0.5 | 0.019 | 0.02 | 2014-12-01 | 0 |  |  | 0 | 0 | [8 empty] | 2023-05-12 00:00:00 | 53.6301 | -2.2526
DATA NOT AVAILABLE | DATA NOT AVAILABLE | HARVEST GREEN DEVELOPMENTS LIMITED | CLOVER CHEMICALS, MACCLESFIELD RD, WHALEY BRIDGE, SK23 7DQ | CLOVER CHEMICALS, MACCLESFIELD RD, WHALEY BRIDGE, SK23 7DQ | CLOVER CHEMICALS LTD CLOVER HOUSE UNIT 12 BOTANY BUSINESS PARK MACCLESFIELD ROAD WHALEY BRIDGE | HIGH PEAK | DERBYSHIRE | SK23 7DQ | ENGLAND | 400894.55 | 380521.89 | STALYBRIDGE | NEW MILLS | GOWHOLE (301671) | 11 | ELECTRICITY NORTH WEST LIMITED | PV |  | 0 | 0 | 0.066 |  |  |  | 0 | 0 | 0 |  |  |  | 0 | 0 | 0 |  | CONNECTED | 0.066 | 6.2700000000000006E-2 | 6.6000000000000003E-2 | 0.2185 | 0.23 | 2022-04-11 | 0 |  |  | 0 | 0 | [8 empty] | 2023-05-12 00:00:00 | 53.3216 | -1.988
DATA NOT AVAILABLE | DATA NOT AVAILABLE | EARTHMILL | SHEEP HOUSE FARM, BACUP | SHEEPHOUSE FARM, BACUP | SHEEPHOUSE BARN | BACUP | LANCASHIRE | OL13 0JS | ENGLAND | 385563.38699999999 | 421193.65399999998 | PADIHAM - ROCHDALE GSP | ROSSENDALE BSP | WESLEY PL (400093) | 6.6 | ELECTRICITY NORTH WEST LIMITED | WIND |  | 0 | 0 | 0.45 |  |  |  | 0 | 0 | 0 |  |  |  | 0 | 0 | 0 |  | CONNECTED | 0.45 | 0.47499999999999998 | 0.5 | 0.019 | 0.02 | 2016-08-15 | 0 |  |  | 0 | 0 | [8 empty] | 2023-05-12 00:00:00 | 53.687 | -2.2201
DATA NOT AVAILABLE | DATA NOT AVAILABLE | RENEWABLE RESOURCES | SAINSBURY'S, WINDY BANK, COLNE, BB8 9HY | SAINSBURYS WINDY BANK COLNE | SAINSBURYS WINDY BANK COLNE | COLNE | LANCASHIRE | BB8 9LD | ENGLAND | 389249.89500000002 | 440394.61499999999 | PADIHAM - ROCHDALE GSP | NELSON GSP | LANGROYD RD (400056) | 6.6 | ELECTRICITY NORTH WEST LIMITED | PV |  | 0 | 0 | 0.25 |  |  |  | 0 | 0 | 0 |  |  |  | 0 | 0 | 0 |  | CONNECTED | 0.25 | 0 | 0 | 0.3705 | 0.39 | 2013-04-01 | 0 |  |  | 0 | 0 | [8 empty] | 2023-05-12 00:00:00 | 53.8597 | -2.1649
DATA NOT AVAILABLE | DATA NOT AVAILABLE |  |  | TESCO STORES MANSELL WAY HORWICH | TESCO STORES MANSELL WAY HORWICH | BOLTON | GREATER MANCHESTER | BL6 6JS | ENGLAND | 364799.99 | 409535.23 | KEARSLEY GSP | WESTHOUGHTON | LOSTOCK (200113) | 11 | ELECTRICITY NORTH WEST LIMITED | NATURAL GAS |  | 0 | 0 | 0.12 |  |  |  | 0 | 0 | 0 |  |  |  | 0 | 0 | 0 |  | CONNECTED | 0.12 | 0 | 0 | 0.73625 | 0.775 | 2012-05-01 | 0 |  |  | 0 | 0 | [8 empty] | 2023-05-12 00:00:00 | 53.5812 | -2.5331
DATA NOT AVAILABLE | DATA NOT AVAILABLE |  |  | PROSPECT HOUSE HIGH SCALES ASPATRIA | PROSPECT HOUSE HIGH SCALES ASPATRIA | CARLISLE | CUMBRIA | CA7 3NG | ENGLAND | 319433.29200000002 | 545660.598 | HARKER - HUTTON | STAINBURN | ASPATRIA (609304) | 11 | ELECTRICITY NORTH WEST LIMITED | WIND |  | 0 | 0 | 0.5 |  |  |  | 0 | 0 | 0 |  |  |  | 0 | 0 | 0 |  | CONNECTED | 0.5 | 0.49969999999999998 | 0.52600000000000002 | 0.02375 | 0.025 | 2014-12-01 | 0 |  |  | 0 | 0 | [8 empty] | 2023-05-12 00:00:00 | 54.7993 | -3.2547
DATA NOT AVAILABLE | DATA NOT AVAILABLE | KINETICA ENERGY | HIGHER MICKLEHURST FARM MANCHESTER RD BURNLEY | HIGHER MICKLEHURST FARM BURNLEY | HIGHER MICKLEHURST FARM BURNLEY | BURNLEY | LANCASHIRE | BB11 5NS | ENGLAND | 382944.89 | 429905.94 | ROCHDALE SGTS 2 3 4 | BURNLEY | ATHLETIC ST | 6.6 | ELECTRICITY NORTH WEST LIMITED | WIND |  | 0 | 0 | 0.5 |  |  |  | 0 | 0 | 0 |  |  |  | 0 | 0 | 0 |  | CONNECTED | 0.5 | 0.48449999999999999 | 0.51 | 0.019 | 0.02 | 2014-03-01 | 0 |  |  | 0 | 0 | [8 empty] | 2023-05-12 00:00:00 | 53.7652 | -2.2602
DATA NOT AVAILABLE | DATA NOT AVAILABLE |  |  | E JORDAN REFRIGERATION QUEBEC ST OLDHAM | E JORDAN REFRIGERATION QUEBEC ST OLDHAM | OLDHAM | GREATER MANCHESTER | OL9 6QJ | ENGLAND | 389111.01299999998 | 403285.93599999999 | WHITEGATE GSP | CHADDERTON GRID | CHADDERTON (300029) | 0.41499999999999998 | ELECTRICITY NORTH WEST LIMITED | PV |  | 0 | 0 | 0.05 |  |  |  | 0 | 0 | 0 |  |  |  | 0 | 0 | 0 |  | CONNECTED | 0.05 | 4.7500000000000001E-2 | 0.05 | 0.0665 | 0.07 | 2012-05-01 | 0 |  |  | 0 | 0 | [8 empty] | 2023-05-12 00:00:00 | 53.5261 | -2.1657
DATA NOT AVAILABLE | DATA NOT AVAILABLE |  |  | RIVERSIDE HOUSE YEW STREET STOCKPORT | RIVERSIDE HOUSE YEW STREET STOCKPORT | STOCKPORT | CHESHIRE | SK4 2HD | ENGLAND | 388279.47 | 390083.48 | BREDBURY | ADSWOOD GRID | BRINKSWAY (303222) | 0.41499999999999998 | ELECTRICITY NORTH WEST LIMITED | PV |  | 0 | 0 | 0.05 |  |  |  | 0 | 0 | 0 |  |  |  | 0 | 0 | 0 |  | CONNECTED | 0.05 | 0 | 0 | 0.0665 | 0.07 | 2015-01-01 | 0 |  |  | 0 | 0 | [8 empty] | 2023-05-12 00:00:00 | 53.4074 | -2.1778
DATA NOT AVAILABLE | DATA NOT AVAILABLE | AGP ENERGY SOLUTIONS LTD | ALTCAR FARM, ALTCAR LANE, LEYLAND | ALTCAR FARM LEYLAND | ALTCAR FARM LEYLAND | LEYLAND | LANCASHIRE | PR25 1LE | ENGLAND | 353616.56 | 420576.06 | PENWORTHAM WEST GSP - STANAH | LEYLAND BSP | SEVEN STARS (400219) | 0.41499999999999998 | ELECTRICITY NORTH WEST LIMITED | PV |  | 0 | 0 | 0.05 |  |  |  | 0 | 0 | 0 |  |  |  | 0 | 0 | 0 |  | CONNECTED | 0.05 | 0 | 0 | 0.10355 | 0.109 | 2013-07-01 | 0 |  |  | 0 | 0 | [8 empty] | 2023-05-12 00:00:00 | 53.6796 | -2.7037
DATA NOT AVAILABLE | DATA NOT AVAILABLE | MMC ENGINEERING | CHURCH FARM LINDAL ULVERSTON | CHURCH FARM LINDAL ULVERSTON | CHURCH FARM LINDAL ULVERSTON | ULVERSTON | CUMBRIA | LA12 0LX | ENGLAND | 324121.02600000001 | 476572.16899999999 | HARKER - HUTTON | ULVERSTON | DALTON (609008) | 0.41499999999999998 | ELECTRICITY NORTH WEST LIMITED | WIND |  | 0 | 0 | 0.09 |  |  |  | 0 | 0 | 0 |  |  |  | 0 | 0 | 0 |  | CONNECTED | 0.09 | 9.0249999999999997E-2 | 9.5000000000000001E-2 | 0.019 | 0.02 | 2016-04-01 | 0 |  |  | 0 | 0 | [8 empty] | 2023-05-12 00:00:00 | 54.1793 | -3.1641
DATA NOT AVAILABLE | DATA NOT AVAILABLE | WIRELESS EDGE COMMUNICATIONS LTD | ALDI, GREAT NORBURY STREET, HYDE | ALDI STORES, GREAT NORBURY STREET HYDE | ALDI STORES, GREAT NORBURY STREET HYDE | STOCKPORT | CHESHIRE | SK14 1BW | ENGLAND | 394540.79 | 394859.02 | STALYBRIDGE | HYDE GRID | HYDE (300061) | 0.41499999999999998 | ELECTRICITY NORTH WEST LIMITED | PV |  | 0 | 0 | 0.05 |  |  |  | 0 | 0 | 0 |  |  |  | 0 | 0 | 0 |  | CONNECTED | 0.05 | 0 | 0 | 0.16625 | 0.175 | 2015-11-29 | 0 |  |  | 0 | 0 | [8 empty] | 2023-05-12 00:00:00 | 53.4505 | -2.0837
DATA NOT AVAILABLE | DATA NOT AVAILABLE | ATLANTIC CONTRACTING | LEN WRIGHTS SALADS, TAYLORS MEANYGATE, TARLETON | LEN WRIGHTS SALADS RUTLAND, TAYLORS MEANEYGATE, TARLETON | LEN WRIGHTS SALADS RUTLAND, TAYLORS MEANEYGATE, TARLETON | PRESTON | LANCASHIRE | PR4 6XB | ENGLAND | 342396.913 | 421009.68699999998 | PENWORTHAM WEST GSP - STANAH | WRIGHTINGTON | TARLETON (400213) | 0.41499999999999998 | ELECTRICITY NORTH WEST LIMITED | PV |  | 0 | 0 | 0.098 |  |  |  | 0 | 0 | 0 |  |  |  | 0 | 0 | 0 |  | CONNECTED | 0.098 | 0 | 0 | 0.95 | 1 | 2013-06-01 | 0 |  |  | 0 | 0 | [8 empty] | 2023-05-12 00:00:00 | 53.6824 | -2.8736
DATA NOT AVAILABLE | DATA NOT AVAILABLE |  |  | TORSIDE HYDRO |  | GLOSSOP | DERBYSHIRE | SK13 1NQ | ENGLAND | 405525.44500000001 | 398343.56400000001 | STALYBRIDGE | HYDE GRID | HADFIELD (302863) | 11 | ELECTRICITY NORTH WEST LIMITED | HYDRO |  | 0 | 0 | 0.245 |  |  |  | 0 | 0 | 0 |  |  |  | 0 | 0 | 0 |  | CONNECTED | 0.245 | 0.22799999999999998 | 0.24 | 0.00095 | 0.001 | 2001-03-01 | 0 |  |  | 0 | 0 | [8 empty] | 2023-05-12 00:00:00 | 53.4818 | -1.9182
DATA NOT AVAILABLE | DATA NOT AVAILABLE |  |  | SAINSBURYS, 2 LORD SHELDON WAY, ASHTON U LYNE | SAINSBURYS, 2 LORD SHELDON WAY, ASHTON U LYNE | OLDHAM | GREATER MANCHESTER | OL6 7UB | ENGLAND | 392945.47200000001 | 399460.05499999999 | STALYBRIDGE | DROYLSDEN GRID | SNIPE PRY (100129) | 6.6 | ELECTRICITY NORTH WEST LIMITED | PV |  | 0 | 0 | 0.205 |  |  |  | 0 | 0 | 0 |  |  |  | 0 | 0 | 0 |  | CONNECTED | 0.205 | 0 | 0 | 0.4655 | 0.49 | 2012-07-01 | 0 |  |  | 0 | 0 | [8 empty] | 2023-05-12 00:00:00 | 53.4918 | -2.1078
DATA NOT AVAILABLE | DATA NOT AVAILABLE |  |  | ONE CENTRAL PARK NORTHAMPTON RD MANCHESTER | ONE CENTRAL PARK NORTHAMPTON RD MANCHESTER | MANCHESTER | GREATER MANCHESTER | M40 5BQ | ENGLAND | 386995.43900000001 | 400655.34499999997 | STALYBRIDGE | STUART ST GRID | MONSALL PRY (100602) | 6.6 | ELECTRICITY NORTH WEST LIMITED | OIL |  | 0 | 0 | 0.28 |  |  |  | 0 | 0 | 0 |  |  |  | 0 | 0 | 0 |  | CONNECTED | 0.28 | 0 | 0 | 0.665 | 0.7 | 2012-06-01 | 0 |  |  | 0 | 0 | [8 empty] | 2023-05-12 00:00:00 | 53.5024 | -2.1975
DATA NOT AVAILABLE | DATA NOT AVAILABLE |  |  | VIRIDOR WHITEHEAD LANDFILL ASTLEY | VIRIDOR WHITEHEAD LANDFILL ASTLEY | TYLDSLEY | GREATER MANCHESTER | M29 7JZ | ENGLAND | 371428.27299999999 | 400888.31400000001 | KEARSLEY LOCAL 33KV | KEARSLEY LOCAL 33KV | HILL TOP (205320) | 11 | ELECTRICITY NORTH WEST LIMITED | LANDFILL GAS |  | 0 | 0 | 0.105 |  |  |  | 0 | 0 | 0 |  |  |  | 0 | 0 | 0 |  | CONNECTED | 0.105 | 3.1349999999999998 | 3.3 | 0.2375 | 0.25 | 2012-05-01 | 0 |  |  | 0 | 0 | [8 empty] | 2023-05-12 00:00:00 | 53.5039 | -2.4322
DATA NOT AVAILABLE | DATA NOT AVAILABLE | SUNDOG ENERGY LTD | AW JENKINSON, CLIFTON MOOR HEAD OFFICE, PENRITH | AW JENKINSON, CLIFTON MOOR HEAD OFFICE, PENRITH | AW JENKINSON, CLIFTON MOOR HEAD OFFICE, PENRITH | PENRITH | CUMBRIA | CA10 2EY | ENGLAND | 353981.70899999997 | 525019.84900000005 | HARKER - HUTTON | PENRITH BSP | NEWBY (609656) | 11 | ELECTRICITY NORTH WEST LIMITED | PV |  | 0 | 0 | 0.22 |  |  |  | 0 | 0 | 0 |  |  |  | 0 | 0 | 0 |  | CONNECTED | 0.22 | 0 | 0 | 0.9975 | 1.05 | 2015-11-01 | 0 |  |  | 0 | 0 | [8 empty] | 2023-05-12 00:00:00 | 54.6182 | -2.7141
DATA NOT AVAILABLE | DATA NOT AVAILABLE | DIAMOND RENEWABLES | PASTURE HOUSE WEST MARTON SKIPTON | PASTURE HOUSE WEST MARTON SKIPTON | PASTURE HOUSE WEST MARTON SKIPTON | SKIPTON | N.YORKSHIRE | BD23 3UJ | ENGLAND | 387333.65 | 450819.59 | PADIHAM - ROCHDALE GSP | PADIHAM BSP | BOLTON BY BOWLAND (400075) | 0.41499999999999998 | ELECTRICITY NORTH WEST LIMITED | WIND |  | 0 | 0 | 0.05 |  |  |  | 0 | 0 | 0 |  |  |  | 0 | 0 | 0 |  | CONNECTED | 0.05 | 0 | 0 | 0.00095 | 0.001 | 2012-09-01 | 0 |  |  | 0 | 0 | [8 empty] | 2023-05-12 00:00:00 | 53.9533 | -2.1945
DATA NOT AVAILABLE | DATA NOT AVAILABLE |  |  | MOAT HOUSE HOTEL - M/C AIRPORT | WILMSLOW ROAD | WILMSLOW | GREATER MANCHESTER | SK9 4LR | ENGLAND | 381740.61499999999 | 382946.93199999997 | SOUTH MANCHESTER GSP | MOSS NOOK GRID | WILMSLOW (302529) | 0.41499999999999998 | ELECTRICITY NORTH WEST LIMITED | NATURAL GAS |  | 0 | 0 | 0.077 |  |  |  | 0 | 0 | 0 |  |  |  | 0 | 0 | 0 |  | CONNECTED | 0.077 | 0.26030000000000003 | 0.27400000000000002 | 0.1843 | 0.194 | 1997-08-01 | 0 |  |  | 0 | 0 | [8 empty] | 2023-05-12 00:00:00 | 53.3431 | -2.2757
DATA NOT AVAILABLE | DATA NOT AVAILABLE |  |  | INTAKE SIDE, BROUGH KIRKBY STEPHEN | INTAKE SIDE, BROUGH KIRKBY STEPHEN | SOWERBY | CUMBRIA | CA17 4EA | ENGLAND | 380218.69699999999 | 515243.23499999999 | HARKER - HUTTON | PENRITH BSP | KIRKBY STEPHEN (609660) | 0.41499999999999998 | ELECTRICITY NORTH WEST LIMITED | HYDRO |  | 0 | 0 | 0.059 |  |  |  | 0 | 0 | 0 |  |  |  | 0 | 0 | 0 |  | CONNECTED | 0.059 | 6.6500000000000004E-2 | 7.0000000000000007E-2 | 0.019 | 0.02 | 2014-08-01 | 0 |  |  | 0 | 0 | [8 empty] | 2023-05-12 00:00:00 | 54.5321 | -2.3072
DATA NOT AVAILABLE | DATA NOT AVAILABLE |  |  | APEKS MARINE NEPTUNE WAY BLACKBURN | APEKS MARINE NEPTUNE WAY BLACKBURN | BLACKBURN | LANCASHIRE | BB1 2BT | ENGLAND | 369833.45 | 424934.261 | PENWORTHAM EAST GSP - ROCHDALE GSP | LOWER DARWEN BSP | LOWER DARWEN BSP (400016) | 0.41499999999999998 | ELECTRICITY NORTH WEST LIMITED | PV |  | 0 | 0 | 0.1 |  |  |  | 0 | 0 | 0 |  |  |  | 0 | 0 | 0 |  | CONNECTED | 0.1 | 0 | 0 | 0.38 | 0.4 | 2015-03-01 | 0 |  |  | 0 | 0 | [8 empty] | 2023-05-12 00:00:00 | 53.7199 | -2.4586
DATA NOT AVAILABLE | DATA NOT AVAILABLE | LOW CARBON ENERGY CO | APEKS MARINE, NEPTUNE WAY | APEKS MARINE, NEPTUNE WAY | APEKS MARINE, NEPTUNE WAY | BLACKBURN | LANCASHIRE | BB1 2BT | ENGLAND | 369833.45 | 424934.261 | PENWORTHAM EAST GSP - ROCHDALE GSP | LOWER DARWEN BSP | LOWER DARWEN BSP (400016) | 0.41499999999999998 | ELECTRICITY NORTH WEST LIMITED | PV |  | 0 | 0 | 0.05 |  |  |  | 0 | 0 | 0 |  |  |  | 0 | 0 | 0 |  | CONNECTED | 0.05 | 4.7500000000000001E-2 | 0.05 | 0.38 | 0.4 | 2017-03-14 | 0 |  |  | 0 | 0 | [8 empty] | 2023-05-12 00:00:00 | 53.7199 | -2.4586
DATA NOT AVAILABLE | DATA NOT AVAILABLE |  |  | GREATER MANCHESTER POLICE | POLICE STATION, SCHOLEY ST | BOLTON | GREATER MANCHESTER | BL2 1HD | ENGLAND | 372438.89500000002 | 408265.31 | KEARSLEY LOCAL 33KV | KEARSLEY LOCAL 33KV | CAMPBELL ST (200103) | 0.41499999999999998 | ELECTRICITY NORTH WEST LIMITED | OIL |  | 0 | 0 | 0.725 |  |  |  | 0 | 0 | 0 |  |  |  | 0 | 0 | 0 |  | CONNECTED | 0.725 | 0 | 0 | 0.16435 | 0.173 | 2005-09-01 | 0 |  |  | 0 | 0 | [8 empty] | 2023-05-12 00:00:00 | 53.5703 | -2.4176
DATA NOT AVAILABLE | DATA NOT AVAILABLE |  |  | E H BOOTHS CHAIN CAUL WAY PRESTON | E H BOOTHS CHAIN CAUL WAY PRESTON | PRESTON | LANCASHIRE | PR2 2YL | ENGLAND | 350171.32799999998 | 429515.21100000001 | PENWORTHAM EAST GSP - ROCHDALE GSP | RIBBLE GSP | DOUGLAS ST (400406) | 0.41499999999999998 | ELECTRICITY NORTH WEST LIMITED | PV |  | 0 | 0 | 0.25 |  |  |  | 0 | 0 | 0 |  |  |  | 0 | 0 | 0 |  | CONNECTED | 0.25 | 0 | 0 | 0.475 | 0.5 | 2014-03-01 | 0 |  |  | 0 | 0 | [8 empty] | 2023-05-12 00:00:00 | 53.7596 | -2.7573
DATA NOT AVAILABLE | DATA NOT AVAILABLE |  |  | BURNLEY TOWN CENTRE, INTEGRATED HEALTH AND LEISURE CENTRE | BANK PARADE | BURNLEY | LANCASHIRE | BB11 1UH | ENGLAND | 384298.40500000003 | 432758.95799999998 | PADIHAM - ROCHDALE GSP | BURNLEY GSP | BURNLEY CENTRE (400046) | 0.41499999999999998 | ELECTRICITY NORTH WEST LIMITED | NATURAL GAS |  | 0 | 0 | 0.15 |  |  |  | 0 | 0 | 0 |  |  |  | 0 | 0 | 0 |  | CONNECTED | 0.15 | 0 | 0 | 0.855 | 0.9 | 2006-01-01 | 0 |  |  | 0 | 0 | [8 empty] | 2023-05-12 00:00:00 | 53.7909 | -2.2398
DATA NOT AVAILABLE | DATA NOT AVAILABLE |  |  | TOTAL FITNESS WALKDEN | 6-8 NEW ELLESMERE APPROACH | MANCHESTER | GREATER MANCHESTER | M28 3EE | ENGLAND | 373450.20899999997 | 403632.02899999998 | KEARSLEY LOCAL 33KV | KEARSLEY LOCAL 33KV | HILL TOP (205320) | 0.41499999999999998 | ELECTRICITY NORTH WEST LIMITED | NATURAL GAS |  | 0 | 0 | 0.21 |  |  |  | 0 | 0 | 0 |  |  |  | 0 | 0 | 0 |  | CONNECTED | 0.21 | 0.38 | 0.4 | 0.2527 | 0.266 | 1998-08-01 | 0 |  |  | 0 | 0 | [8 empty] | 2023-05-12 00:00:00 | 53.5287 | -2.402
DATA NOT AVAILABLE | DATA NOT AVAILABLE |  |  | ROCHDALE- HOLLINGWORTH ENERGY CENTRE | ROCHDALE- HOLLINGWORTH ENERGY CENTRE | ROCHDALE | GREATER MANCHESTER | OL16 3PE | ENGLAND | 393254.47399999999 | 412573.962 | PADIHAM - ROCHDALE GSP | BELFIELD GRID | MILNROW (304883) | 0.41499999999999998 | ELECTRICITY NORTH WEST LIMITED | NATURAL GAS |  | 0 | 0 | 0.18 |  |  |  | 0 | 0 | 0 |  |  |  | 0 | 0 | 0 |  | CONNECTED | 0.18 | 0.14249999999999999 | 0.15 | 0.5225 | 0.55 | 2011-10-01 | 0 |  |  | 0 | 0 | [8 empty] | 2023-05-12 00:00:00 | 53.6097 | -2.1034
DATA NOT AVAILABLE | DATA NOT AVAILABLE |  |  | BOLTON 1 PCT DEANE RD BOLTON | BOLTON 1 PCT DEANE RD BOLTON | BOLTON | GREATER MANCHESTER | BL3 5AB | ENGLAND | 371263.17300000001 | 408676.67300000001 | KEARSLEY GSP | BOLTON GRID | SPA RD (200102) | 0.41499999999999998 | ELECTRICITY NORTH WEST LIMITED | NATURAL GAS |  | 0 | 0 | 0.1 |  |  |  | 0 | 0 | 0 |  |  |  | 0 | 0 | 0 |  | CONNECTED | 0.1 | 0 | 0 | 0.7125 | 0.75 | 2012-05-01 | 0 |  |  | 0 | 0 | [8 empty] | 2023-05-12 00:00:00 | 53.5739 | -2.4354
DATA NOT AVAILABLE | DATA NOT AVAILABLE |  |  | NEW DENTON COMMUNITY COLLEGE | NEW DENTON COMMUNITY COLLEGE | MANCHESTER | GREATER MANCHESTER | M34 3PB | ENGLAND | 392148.87900000002 | 395907.79399999999 | STALYBRIDGE | DROYLSDEN GRID | DENTON EAST (100110) | 0.41499999999999998 | ELECTRICITY NORTH WEST LIMITED | NATURAL GAS |  | 0 | 0 | 0.15 |  |  |  | 0 | 0 | 0 |  |  |  | 0 | 0 | 0 |  | CONNECTED | 0.15 | 0.14249999999999999 | 0.15 | 0.76 | 0.8 | 2011-10-01 | 0 |  |  | 0 | 0 | [8 empty] | 2023-05-12 00:00:00 | 53.4599 | -2.1197
DATA NOT AVAILABLE | DATA NOT AVAILABLE |  |  | ROYTON HEALTH CENTRE | ROYTON HEALTH CENTRE | ROYTON | GREATER MANCHESTER | OL2 6QW | ENGLAND | 392094.90100000001 | 407784.61900000001 | WHITEGATE GSP | ROYTON | ROYTON PRIMARY (300009) | 0.41499999999999998 | ELECTRICITY NORTH WEST LIMITED | BIODIESEL |  | 0 | 0 | 0.2 |  |  |  | 0 | 0 | 0 |  |  |  | 0 | 0 | 0 |  | CONNECTED | 0.2 | 0.18145 | 0.191 | 0.133 | 0.14 | 2010-05-01 | 0 |  |  | 0 | 0 | [8 empty] | 2023-05-12 00:00:00 | 53.5666 | -2.1208
DATA NOT AVAILABLE | DATA NOT AVAILABLE | NATIONAL TRUST | BOON CRAG, CONISTON | BOON CRAG, CONISTON | BOON CRAG, CONISTON | CONISTON | CUMBRIA | LA21 8AQ | ENGLAND | 331649.3 | 498312.01 | HARKER - HUTTON | ULVERSTON | CONISTON (609039) | 0.41499999999999998 | ELECTRICITY NORTH WEST LIMITED | PV |  | 0 | 0 | 0.05 |  |  |  | 0 | 0 | 0 |  |  |  | 0 | 0 | 0 |  | CONNECTED | 0.05 | 4.7500000000000001E-2 | 0.05 | 0.0095 | 0.01 | 2019-04-01 | 0 |  |  | 0 | 0 | [8 empty] | 2023-05-12 00:00:00 | 54.3757 | -3.0537
DATA NOT AVAILABLE | DATA NOT AVAILABLE | NORTHCOTE STUD | NORTHCOTE STUD, LANAHO, BLACKBURN | NORTHCOTE STUD LANGHO BLACKBURN | NORTHCOTE STUD LANGHO BLACKBURN | BLACKBURN | LANCASHIRE | BB6 8BE | ENGLAND | 370527.815 | 435176.24300000002 | PADIHAM - ROCHDALE GSP | PADIHAM BSP | WHALLEY (400074) | 0.41499999999999998 | ELECTRICITY NORTH WEST LIMITED | PV |  | 0 | 0 | 0.05 |  |  |  | 0 | 0 | 0 |  |  |  | 0 | 0 | 0 |  | CONNECTED | 0.05 | 0 | 0 | 0.00095 | 0.001 | 2012-02-01 | 0 |  |  | 0 | 0 | [8 empty] | 2023-05-12 00:00:00 | 53.812 | -2.4491
DATA NOT AVAILABLE | DATA NOT AVAILABLE |  |  | COLLINSON WIND TURBINE CATTERALL | COLLINSON WIND TURBINE CATTERALL | FLEETWOOD | LANCASHIRE | PR3 0HP | ENGLAND | 349078.82699999999 | 442976.75099999999 | PENWORTHAM WEST GSP - STANAH | THORNTON BSP | GARSTANG (609903) | 0.41499999999999998 | ELECTRICITY NORTH WEST LIMITED | WIND |  | 0 | 0 | 0.099 |  |  |  | 0 | 0 | 0 |  |  |  | 0 | 0 | 0 |  | CONNECTED | 0.099 | 0 | 0 | 0.475 | 0.5 | 2015-02-01 | 0 |  |  | 0 | 0 | [8 empty] | 2023-05-12 00:00:00 | 53.8805 | -2.7761
DATA NOT AVAILABLE | DATA NOT AVAILABLE |  |  | HYDE TECHNOLOGY COLLEGE | HYDE TECHNOLOGY COLLEGE | STOCKPORT | GREATER MANCHESTER | SK14 4SP | ENGLAND | 394514.58100000001 | 395794.17700000003 | STALYBRIDGE | HYDE GRID | HYDE (300061) | 0.41499999999999998 | ELECTRICITY NORTH WEST LIMITED | NATURAL GAS |  | 0 | 0 | 0.15 |  |  |  | 0 | 0 | 0 |  |  |  | 0 | 0 | 0 |  | CONNECTED | 0.15 | 0.14249999999999999 | 0.15 | 0.5225 | 0.55 | 2011-12-01 | 0 |  |  | 0 | 0 | [8 empty] | 2023-05-12 00:00:00 | 53.4589 | -2.0841
DATA NOT AVAILABLE | DATA NOT AVAILABLE |  | MOUNT SKIP LANE, LITTLE HULTON, MANCHESTER | MOUNT SKIP LANE, LITTLE HULTON, MANCHESTER | MOUNT SKIP LANE LITTLE HULTON | MANCHESTER | LANCASHIRE | M38 9AL | ENGLAND | 377884.16800000001 | 398960.35800000001 | CARRINGTON | BARTON | MONTON (100620) | 0.4 | ELECTRICITY NORTH WEST LIMITED | PV |  | 0 | 0 | 0.125 |  |  |  | 0 | 0 | 0 |  |  |  | 0 | 0 | 0 |  | CONNECTED | 0.125 | 7.1249999999999994E-2 | 7.4999999999999997E-2 | 0.11875 | 0.125 | 2022-11-29 | 0 |  |  | 0 | 0 | [8 empty] | 2023-05-12 00:00:00 | 53.4869 | -2.3348
DATA NOT AVAILABLE | DATA NOT AVAILABLE | THE LOW CARBON ENERGY COMPANY | ROSSENDALE BUS CTR FUTURES PARK BACUP | ROSSENDALE BUS CENT FUTURES PARK BACUP | ROSSENDALE BUS CENT FUTURES PARK BACUP | BACUP | LANCASHIRE | OL13 0BB | ENGLAND | 386427.84 | 421947.27 | PADIHAM - ROCHDALE GSP | ROSSENDALE BSP | WESLEY PL (400093) | 0.41499999999999998 | ELECTRICITY NORTH WEST LIMITED | PV |  | 0 | 0 | 0.1 |  |  |  | 0 | 0 | 0 |  |  |  | 0 | 0 | 0 |  | CONNECTED | 0.1 | 9.5000000000000001E-2 | 0.1 | 0.095 | 0.1 | 2012-11-01 | 0 |  |  | 0 | 0 | [8 empty] | 2023-05-12 00:00:00 | 53.6938 | -2.207
DATA NOT AVAILABLE | DATA NOT AVAILABLE |  |  | ANCHOR BUILDING PENROD WAY HEYSHAM | ANCHOR BUILDING PENROD WAY HEYSHAM | LANCASTER | LANCASHIRE | LA3 2UZ | ENGLAND | 340819.87400000001 | 460465.44699999999 | HEYSHAM | TRIMPELL | TRIMPELL (609918) | 0.41499999999999998 | ELECTRICITY NORTH WEST LIMITED | PV |  | 0 | 0 | 0.05 |  |  |  | 0 | 0 | 0 |  |  |  | 0 | 0 | 0 |  | CONNECTED | 0.05 | 4.7500000000000001E-2 | 0.05 | 0.1102 | 0.116 | 2012-05-01 | 0 |  |  | 0 | 0 | [8 empty] | 2023-05-12 00:00:00 | 54.0368 | -2.9051
DATA NOT AVAILABLE | DATA NOT AVAILABLE |  |  | FIRE STATION HELENS ROAD LEIGH | FIRE STATION HELENS ROAD LEIGH | WIGAN | LANCASHIRE | WN7 3TS | ENGLAND | 364502.50900000002 | 398465.31699999998 | KEARSLEY GSP | ATHERTON | BEDFORD (205315) | 0.41499999999999998 | ELECTRICITY NORTH WEST LIMITED | PV |  | 0 | 0 | 0.079 |  |  |  | 0 | 0 | 0 |  |  |  | 0 | 0 | 0 |  | CONNECTED | 0.079 | 0 | 0 | 0.1425 | 0.15 | 2013-06-01 | 0 |  |  | 0 | 0 | [8 empty] | 2023-05-12 00:00:00 | 53.4817 | -2.5364
DATA NOT AVAILABLE | DATA NOT AVAILABLE |  |  | PETERSBERGH FARM BECKERMIT | PETERSBERGH FARM BECKERMIT | WHITEHAVEN | CUMBRIA | CA21 2XW | ENGLAND | 302271.69500000001 | 505864.36099999998 | HARKER - HUTTON | EGREMONT | MIDWAY (609354) | 0.41499999999999998 | ELECTRICITY NORTH WEST LIMITED | WIND |  | 0 | 0 | 0.08 |  |  |  | 0 | 0 | 0 |  |  |  | 0 | 0 | 0 |  | CONNECTED | 0.08 | 0.21375 | 0.22500000000000001 | 0.019 | 0.02 | 2015-03-01 | 0 |  |  | 0 | 0 | [8 empty] | 2023-05-12 00:00:00 | 54.4388 | -3.5083
DATA NOT AVAILABLE | DATA NOT AVAILABLE |  |  | PALMER HILL FARM BRAMPTON | PALMER HILL FARM BRAMPTON | BRAMPTON | CUMBRIA | CA8 2ET | ENGLAND | 359022.55699999997 | 568320.01199999999 | HARKER - HUTTON | SPADEADAM | ASKERTON CASTLE (609610) | 0.41499999999999998 | ELECTRICITY NORTH WEST LIMITED | PV |  | 0 | 0 | 0.05 |  |  |  | 0 | 0 | 0 |  |  |  | 0 | 0 | 0 |  | CONNECTED | 0.05 | 4.7500000000000001E-2 | 0.05 | 0.0475 | 0.05 | 2014-03-01 | 0 |  |  | 0 | 0 | [8 empty] | 2023-05-12 00:00:00 | 55.0077 | -2.6422
DATA NOT AVAILABLE | DATA NOT AVAILABLE | GREEN ENERGY UK DIRECT LTD | PROSEAL UNIT B, ADLINGTON COURT, ADLINGTON | MAINE HOUSE ADLINGTON BUSINESS PARK ADLINGTON | UNIT B | ADLINGTON | CHESHIRE | SK10 4PZ | ENGLAND | 391336.92 | 382477.48 | BREDBURY | HAZEL GROVE GRID | POYNTON (301976) | 0.41499999999999998 | ELECTRICITY NORTH WEST LIMITED | PV |  | 0 | 0 | 0.15 |  |  |  | 0 | 0 | 0 |  |  |  | 0 | 0 | 0 |  | CONNECTED | 0.15 | 0.14249999999999999 | 0.15 | 0.285 | 0.3 | 2015-07-16 | 0 |  |  | 0 | 0 | [8 empty] | 2023-05-12 00:00:00 | 53.3391 | -2.1316
DATA NOT AVAILABLE | DATA NOT AVAILABLE |  |  | PLATT WOOD FARM LYME PARK DISLEY | PLATT WOOD FARM LYME PARK DISLEY | STOCKPORT | CHESHIRE | SK12 2NT | ENGLAND | 395599.73 | 383233.9 | BREDBURY | HAZEL GROVE GRID | HAWK GREEN (301774) | 0.41499999999999998 | ELECTRICITY NORTH WEST LIMITED | PV |  | 0 | 0 | 0.05 |  |  |  | 0 | 0 | 0 |  |  |  | 0 | 0 | 0 |  | CONNECTED | 0.05 | 0 | 0 | 0.00095 | 0.001 | 2012-07-01 | 0 |  |  | 0 | 0 | [8 empty] | 2023-05-12 00:00:00 | 53.346 | -2.0676
DATA NOT AVAILABLE | DATA NOT AVAILABLE | MCKAY & ASSOCIATES LTD | GLEDHILL, SYCAMORE TRADING EST, BLACKPOOL | GLEDHILL PRODUCTS LTD BLACKPOOL | GLEDHILL PRODUCTS LTD BLACKPOOL | BLACKPOOL | LANCASHIRE | FY4 3RL | ENGLAND | 332731.55699999997 | 431991.08199999999 | PENWORTHAM WEST GSP - STANAH | BLACKPOOL | SQUIRES GATE (400115) | 6.6 | ELECTRICITY NORTH WEST LIMITED | PV |  | 0 | 0 | 0.25 |  |  |  | 0 | 0 | 0 |  |  |  | 0 | 0 | 0 |  | CONNECTED | 0.25 | 0.16624999999999998 | 0.17499999999999999 | 0.2375 | 0.25 | 2015-03-01 | 0 |  |  | 0 | 0 | [8 empty] | 2023-05-12 00:00:00 | 53.7799 | -3.0223
DATA NOT AVAILABLE | DATA NOT AVAILABLE |  | HOME FARM, FRIZINGTON | HOME FARM, GILGARRAN | HOME FARM | WORKINGTON | CUMBRIA | CA14 4RF | ENGLAND | 303161.99699999997 | 523190.34499999997 | HARKER - HUTTON | STAINBURN | HDA NO1 (609306) | 0.41499999999999998 | ELECTRICITY NORTH WEST LIMITED | BIOGAS |  | 0 | 0 | 0.32 |  |  |  | 0 | 0 | 0 |  |  |  | 0 | 0 | 0 |  | CONNECTED | 0.32 | 0.30399999999999999 | 0.32 | 0.095 | 0.1 | 2017-03-14 | 0 |  |  | 0 | 0 | [8 empty] | 2023-05-12 00:00:00 | 54.5946 | -3.5003
DATA NOT AVAILABLE | DATA NOT AVAILABLE |  |  | CALDERSTONES HOSPITAL | CALDERSTONES HOSPITAL | CLITHEROE | LANCASHIRE | BB7 9PE | ENGLAND | 372069.52 | 437063.96 | PADIHAM - ROCHDALE GSP | PADIHAM BSP | WHALLEY (400074) | 0.41499999999999998 | ELECTRICITY NORTH WEST LIMITED | NATURAL GAS |  | 0 | 0 | 0.225 |  |  |  | 0 | 0 | 0 |  |  |  | 0 | 0 | 0 |  | CONNECTED | 0.225 | 0 | 0 | 0.285 | 0.3 | 2013-11-01 | 0 |  |  | 0 | 0 | [8 empty] | 2023-05-12 00:00:00 | 53.8291 | -2.4258
DATA NOT AVAILABLE | DATA NOT AVAILABLE | KINGSPAN INSULATED PANALS LTD | LEACH STRUCTURAL STEEL, CLAUGHTON ON BROCK, PR3 0PZ | LEACH STRUCTURAL STEEL BROCKHOLES WAY PRESTON | LEACH STRUCTURAL STEEL BROCKHOLES WAY PRESTON | PRESTON | LANCASHIRE | PR3 0PZ | ENGLAND | 350351.53399999999 | 442041.47600000002 | PENWORTHAM WEST GSP - STANAH | THORNTON BSP | GARSTANG (609903) | 0.41499999999999998 | ELECTRICITY NORTH WEST LIMITED | PV |  | 0 | 0 | 0.05 |  |  |  | 0 | 0 | 0 |  |  |  | 0 | 0 | 0 |  | CONNECTED | 0.05 | 0 | 0 | 0.114 | 0.12 | 2012-05-01 | 0 |  |  | 0 | 0 | [8 empty] | 2023-05-12 00:00:00 | 53.8722 | -2.7566
DATA NOT AVAILABLE | DATA NOT AVAILABLE | GEO GREEN POWER | UNIT 2 CAXTON RD, FULWOOD | UNIT 2 CAXTON RD, FULWOOD | UNIT 2 CAXTON RD, FULWOOD | PRESTON | LANCASHIRE | PR2 9ZB | ENGLAND | 354873.28 | 433347.07 | PENWORTHAM EAST GSP - ROCHDALE GSP | PRESTON EAST BSP | RIBBLETON (400410) | 6.6 | ELECTRICITY NORTH WEST LIMITED | PV |  | 0 | 0 | 0.05 |  |  |  | 0 | 0 | 0 |  |  |  | 0 | 0 | 0 |  | CONNECTED | 0.05 | 4.7500000000000001E-2 | 0.05 | 0.0855 | 0.09 | 2018-12-01 | 0 |  |  | 0 | 0 | [8 empty] | 2023-05-12 00:00:00 | 53.7945 | -2.6865
DATA NOT AVAILABLE | DATA NOT AVAILABLE |  |  | GLEDHILL LTD,SYCAMORE TRADING ESTATE,SQUIRES GATE LANE,SQUIRES GATE LANE,,,BLACKPOOL,LANCASHIRE | GLEDHILL LTD,SYCAMORE TRADING ESTATE,SQUIRES GATE LANE,SQUIRES GATE LANE,,,BLACKPOOL,LANCASHIRE | BLACKPOOL | LANCASHIRE | FY4 3RL | ENGLAND | 332731.55699999997 | 431991.08199999999 | PENWORTHAM WEST GSP - STANAH | BLACKPOOL | SQUIRES GATE (400115) | 0.41499999999999998 | ELECTRICITY NORTH WEST LIMITED | PV |  | 0 | 0 | 0.175 |  |  |  | 0 | 0 | 0 |  |  |  | 0 | 0 | 0 |  | CONNECTED | 0.175 | 0.16624999999999998 | 0.17499999999999999 | 0.2375 | 0.25 | 2015-06-01 | 0 |  |  | 0 | 0 | [8 empty] | 2023-05-12 00:00:00 | 53.7799 | -3.0223
DATA NOT AVAILABLE | DATA NOT AVAILABLE | ENVIRONMETAL ROOFING SERVICES LTD | JBD DISTRIBUTIONS, UNIT A WESTLINK, MANCHESTER M28 1DR | JBD DISTRIBUTIONS, UNIT A WESTLINK, MANCHESTER M28 1DR | J B D DISTRIBUTIONS LIMITED UNIT A WESTLINK CHADDOCK LANE WORSLEY | MANCHESTER | LANCASHIRE | M28 1DR | ENGLAND | 370993.478 | 400767.92200000002 | KEARSLEY LOCAL 33KV | KEARSLEY LOCAL 33KV | HILL TOP (205320) | 0.4 | ELECTRICITY NORTH WEST LIMITED | PV |  | 0 | 0 | 0.06 |  |  |  | 0 | 0 | 0 |  |  |  | 0 | 0 | 0 |  | CONNECTED | 0.06 |  |  | 0.00095 | 0.001 | 2022-09-26 | 0 |  |  | 0 | 0 | [8 empty] | 2023-05-12 00:00:00 | 53.5028 | -2.4388
DATA NOT AVAILABLE | DATA NOT AVAILABLE | GOS HEATING | HOME FARM, LYTHAM | HOME FARM,LYTHAM ST ANNES, | HOME FARM,LYTHAM ST ANNES, | BLACKPOOL | LANCASHIRE | FY8 4NP | ENGLAND | 335909.43 | 428285.24 | PENWORTHAM WEST GSP - STANAH | LYTHAM | ANSDELL (400101) | 0.41499999999999998 | ELECTRICITY NORTH WEST LIMITED | PV |  | 0 | 0 | 0.05 |  |  |  | 0 | 0 | 0 |  |  |  | 0 | 0 | 0 |  | CONNECTED | 0.05 | 4.7500000000000001E-2 | 0.05 | 0.019 | 0.02 | 2014-09-01 | 0 |  |  | 0 | 0 | [8 empty] | 2023-05-12 00:00:00 | 53.747 | -2.9733
DATA NOT AVAILABLE | DATA NOT AVAILABLE |  |  | PARROCKS FARM TODMORDEN RD BACUP | PARROCKS FARM TODMORDEN RD BACUP | BACUP | LANCASHIRE | OL13 9UF | ENGLAND | 388438.74 | 423871.99 | PADIHAM - ROCHDALE GSP | ROSSENDALE BSP | WESLEY PL (400093) | 0.41499999999999998 | ELECTRICITY NORTH WEST LIMITED | WIND |  | 0 | 0 | 0.09 |  |  |  | 0 | 0 | 0 |  |  |  | 0 | 0 | 0 |  | CONNECTED | 0.09 | 7.5999999999999998E-2 | 0.08 | 0.019 | 0.02 | 2014-12-01 | 0 |  |  | 0 | 0 | [8 empty] | 2023-05-12 00:00:00 | 53.7111 | -2.1766
DATA NOT AVAILABLE | DATA NOT AVAILABLE | BRIAR | TFGM BOLTON INTERCHANGE, GT MOOR ST, BL1 1NS | TFGM BOLTON INTERCHANGE, GT MOOR ST, BL1 1NS | TFGM BOLTON INTERCHANGE NEWPORT STREET | BOLTON | LANCASHIRE | BL1 1NX | ENGLAND | 371752.42099999997 | 408906.04100000003 | KEARSLEY GSP | BOLTON GRID | BRADSHAWGATE (200108) | 0.4 | ELECTRICITY NORTH WEST LIMITED | PV |  | 0 | 0 | 0.0698 |  |  |  | 0 | 0 | 0 |  |  |  | 0 | 0 | 0 |  | CONNECTED | 0.0698 |  |  | 0.19 | 0.2 | 2022-07-15 | 0 |  |  | 0 | 0 | [8 empty] | 2023-05-12 00:00:00 | 53.576 | -2.4281
DATA NOT AVAILABLE | DATA NOT AVAILABLE | WIRELESS EDGE COMMUNICATIONS LTD | ALDI STORES, 109 WELLINGTON STREET, ASHTON-UNDER-LYNE | ALDI STORES, 109 WELLINGTON ST AUL | ALDI STORES, 109 WELLINGTON ST AUL | OLDHAM | GREATER MANCHESTER | OL6 7FN | ENGLAND | 393494.08899999998 | 399236.83 | STALYBRIDGE | HEYROD | ASHTON-UNDER-LYNE (307115) | 0.41499999999999998 | ELECTRICITY NORTH WEST LIMITED | PV |  | 0 | 0 | 0.05 |  |  |  | 0 | 0 | 0 |  |  |  | 0 | 0 | 0 |  | CONNECTED | 0.05 | 0 | 0 | 0.133 | 0.14 | 2015-11-28 | 0 |  |  | 0 | 0 | [8 empty] | 2023-05-12 00:00:00 | 53.4898 | -2.0995
DATA NOT AVAILABLE | DATA NOT AVAILABLE | JRB ENVIRONMENTAL | THE RAILWAYD STATION (SHED 2) ALSTON CUM | THE RAILWAYD STATION (SHED 2) ALSTON CUM | THE RAILWAYD STATION (SHED 2) ALSTON CUM | ALSTON | CUMBRIA | CA9 3JB | ENGLAND | 371535.14299999998 | 547185.74 | HARKER - HUTTON | PENRITH BSP | ALSTON (609652) | 0.41499999999999998 | ELECTRICITY NORTH WEST LIMITED | PV |  | 0 | 0 | 0.069 |  |  |  | 0 | 0 | 0 |  |  |  | 0 | 0 | 0 |  | CONNECTED | 0.069 | 6.5549999999999997E-2 | 6.9000000000000006E-2 | 0.06555 | 0.069 | 2016-09-09 | 0 |  |  | 0 | 0 | [8 empty] | 2023-05-12 00:00:00 | 54.8187 | -2.4445
DATA NOT AVAILABLE | DATA NOT AVAILABLE |  |  | TOTAL FITNESS LANCASTER (CHP) | LANCASTER BUSINESS PARK | LANCASTER | LANCASHIRE | LA1 3RA | ENGLAND | 349175.52399999998 | 463807.39399999997 | HEYSHAM | LANCASTER | LANCASTER PRIMARY (609904) | 0.41499999999999998 | ELECTRICITY NORTH WEST LIMITED | NATURAL GAS |  | 0 | 0 | 0.355 |  |  |  | 0 | 0 | 0 |  |  |  | 0 | 0 | 0 |  | CONNECTED | 0.355 | 0.28499999999999998 | 0.3 | 0.285 | 0.3 | 2001-07-01 | 0 |  |  | 0 | 0 | [8 empty] | 2023-05-12 00:00:00 | 54.0677 | -2.7781
DATA NOT AVAILABLE | DATA NOT AVAILABLE |  |  | SLEASTONHOW,,,,,KIRKBY THORE,PENRITH,CUMBRIA | SLEASTONHOW,,,,,KIRKBY THORE,PENRITH,CUMBRIA | PENRITH | CUMBRIA | CA10 1XL | ENGLAND | 365078.58 | 524975.07999999996 | HARKER - HUTTON | PENRITH BSP | KIRKBY THORE (609654) | 0.41499999999999998 | ELECTRICITY NORTH WEST LIMITED | PV |  | 0 | 0 | 0.05 |  |  |  | 0 | 0 | 0 |  |  |  | 0 | 0 | 0 |  | CONNECTED | 0.05 | 4.7500000000000001E-2 | 0.05 | 0.00095 | 0.001 | 2015-07-01 | 0 |  |  | 0 | 0 | [8 empty] | 2023-05-12 00:00:00 | 54.6187 | -2.5423
DATA NOT AVAILABLE | DATA NOT AVAILABLE | AMERESCO LTD | YEW TREE WAY, STONE CROSS PARK, GOLBORNE, WARRINGTON | COLD MOVE LIMITED, | YEW TREE WAY, GOLBORNE | WARRINGTON | CHESHIRE | WA3 3JD | ENGLAND | 360850 | 397326 | BOLD | GOLBORNE | GOLBORNE (205308) | 11 | ELECTRICITY NORTH WEST LIMITED | NATURAL GAS |  | 0 | 0 | 0.8 |  |  |  | 0 | 0 | 0 |  |  |  | 0 | 0 | 0 |  | ACCEPTED TO CONNECT | 0 |  |  | 0 | 0 |  | 0.8 |  |  | 0 | 0 | 2022-03-07 | [7 empty] | 2023-05-12 00:00:00 | 53.4712 | -2.5913
DATA NOT AVAILABLE | DATA NOT AVAILABLE |  | HILLHOUSE BUSINESS PARK, THORNTON | ADDISON DESIGN OFFICE, |  | THORNTON-CLEVELEYS | LANCASHIRE | FY5 4QD | ENGLAND | 334135 | 443887 | PENWORTHAM WEST GSP - STANAH | BISPHAM PRY | THORNTON PRY (400116) | 11 | ELECTRICITY NORTH WEST LIMITED | PV | NO | 0 | 0 | 0.24 |  |  |  | 0 | 0 | 0 |  |  |  | 0 | 0 | 0 |  | ACCEPTED TO CONNECT | 0 |  |  | 0 | 0 |  | 0.24 | 0.18905 | 0.19900000000000001 | 0 | 0 | 2020-11-04 | [7 empty] | 2023-05-12 00:00:00 | 53.887 | -3.0036
DATA NOT AVAILABLE | DATA NOT AVAILABLE | BEXI HEATING UK LTD | ANGLES GARDENS, 1 ROCHDALE ROAD MANCHESTER |  |  |  |  | M4 4BR | ENGLAND | 384401.728 | 398964.12900000002 | WHITEGATE GSP | RED BANK GRID | ANCOATS NORTH (100601) | 6.6 | ELECTRICITY NORTH WEST LIMITED | NATURAL GAS | YES | 0 | 0 | 0.135 |  |  |  | 0 | 0 | 0 |  |  |  | 0 | 0 | 0 |  | ACCEPTED TO CONNECT | 0 |  |  | 0 | 0 |  | 0.135 | 0.12825 | 0.13500000000000001 | 1.14 | 1.2 | 2020-05-21 | [7 empty] | 2023-05-12 00:00:00 | 53.4872 | -2.2365
DATA NOT AVAILABLE | DATA NOT AVAILABLE |  | RIVER STREET TOWER, 2 RIVER STREET, MANCHESTER |  |  |  |  | M15 5GQ | ENGLAND | 384052.65600000002 | 397417.49599999998 | SOUTH MANCHESTER GSP | BLOOM ST GRID | DICKINSON ST PRY (100502) | 6.6 | ELECTRICITY NORTH WEST LIMITED | MINI CHP (<1MW) |  | 0 | 0 | 0.07 |  |  |  | 0 | 0 | 0 |  |  |  | 0 | 0 | 0 |  | ACCEPTED TO CONNECT | 0 |  |  | 0 | 0 |  | 0.07 | 6.6500000000000004E-2 | 7.0000000000000007E-2 | 1.425 | 1.5 | 2020-03-05 | [7 empty] | 2023-05-12 00:00:00 | 53.4732 | -2.2417
DATA NOT AVAILABLE | DATA NOT AVAILABLE | ENERGISE CONTRACTIONG LTD | ZEN INTERNET, SANDBROOK PARK, SANDBROOK WAY, ROCHDALE |  |  |  |  | OL11 1RY | ENGLAND | 389573 | 411793 | PADIHAM - ROCHDALE GSP | ROCHDALE CENTRAL | ROCHDALE CENTRAL PRIMARY (304882) | 6.6 | ELECTRICITY NORTH WEST LIMITED | PV |  | 0 | 0 | 0.2 |  |  |  | 0 | 0 | 0 |  |  |  | 0 | 0 | 0 |  | ACCEPTED TO CONNECT | 0 |  |  | 0 | 0 |  | 0.2 |  |  | 1.9 | 2 | 2022-03-01 | [7 empty] | 2023-05-12 00:00:00 | 53.6026 | -2.159
DATA NOT AVAILABLE | DATA NOT AVAILABLE |  | 60 GREAT DUCIE S, MANCHESTER, M3 1PT |  |  |  |  | M3 1PT | ENGLAND | 383777.02899999998 | 399182.24400000001 | KEARSLEY GSP | FREDERICK RD GRID | CHAPEL WHARF (100644) | 6.6 | ELECTRICITY NORTH WEST LIMITED | PV |  | 0 | 0 | 0.07 |  |  |  | 0 | 0 | 0 |  |  |  | 0 | 0 | 0 |  | ACCEPTED TO CONNECT | 0 |  |  | 0 | 0 |  | 0.07 |  |  | 2.755 | 2.9 | 2022-05-18 | [7 empty] | 2023-05-12 00:00:00 | 53.4891 | -2.246
DATA NOT AVAILABLE | DATA NOT AVAILABLE |  | QUEENS ROAD DEPOT, QUEENS ROAD, CHEETHAM HILL, MANCHESTER |  |  |  |  | M8 0RY | ENGLAND | 385015 | 400444 | STALYBRIDGE | STUART ST GRID | MONSALL PRY (100602) | 6.6 | ELECTRICITY NORTH WEST LIMITED | PV | NO | 0 | 0 | 0.125 |  |  |  | 0 | 0 | 0 |  |  |  | 0 | 0 | 0 |  | ACCEPTED TO CONNECT | 0 |  |  | 0 | 0 |  | 0.125 | 0.11874999999999999 | 0.125 | 1.33 | 1.4 | 2021-06-23 | [7 empty] | 2023-05-12 00:00:00 | 53.5005 | -2.2274
DATA NOT AVAILABLE | DATA NOT AVAILABLE | ROYAL NORTHERN COLLEGE OF MUSIC | ROYAL NORTHERN COLLEGE OF MUSIC |  | 124, OXFORD ROAD | MANCHESTER | LANCASHIRE | M13 9RD | ENGLAND | 384413.28200000001 | 396874.54499999998 | BREDBURY | LONGSIGHT GRID | VICTORIA PK PRY (100140) | 6.6 | ELECTRICITY NORTH WEST LIMITED | PV |  | 0 | 0 | 0.152 |  |  |  | 0 | 0 | 0 |  |  |  | 0 | 0 | 0 |  | ACCEPTED TO CONNECT | 0 |  |  | 0 | 0 |  | 0.152 | 0.1444 | 0.152 | 0.6175 | 0.65 | 2021-04-06 | [7 empty] | 2023-05-12 00:00:00 | 53.4684 | -2.2363
DATA NOT AVAILABLE | DATA NOT AVAILABLE |  | WYTHENSHAWE HOSPITAL | SOUTH MANCHESTER UNIVERSITY HOSPITALS NH, WYTHENSHAWE HOSPITAL, | SOUTHMOOR ROAD, | MANCHESTER | LANCASHIRE | M23 9LT | ENGLAND | 380669 | 388001 | CARRINGTON | SALE BSP | BAGULEY (100103) | 11 | ELECTRICITY NORTH WEST LIMITED | PV |  | 0 | 0 | 0.446 |  |  |  | 0 | 0 | 0 |  |  |  | 0 | 0 | 0 |  | ACCEPTED TO CONNECT | 0 |  |  | 0 | 0 |  | 0.446 |  |  | 4.75 | 5 | 2022-03-28 | [7 empty] | 2023-05-12 00:00:00 | 53.3885 | -2.2921
DATA NOT AVAILABLE | DATA NOT AVAILABLE | EMBER ENERGY | PARK CLIFFE CAMPING AND CARAVAN ESTATE BIRKS ROAD, WINDERMERE, CUMBRIA |  |  |  |  | LA22 3PG | ENGLAND | 338988 | 490904 | HARKER - HUTTON | KENDAL-PARKSIDE RD | WINDERMERE (609057) | 0.4 | ELECTRICITY NORTH WEST LIMITED | PV | NO | 0 | 0 | 0.1 |  |  |  | 0 | 0 | 0 |  |  |  | 0 | 0 | 0 |  | ACCEPTED TO CONNECT | 0 |  |  | 0 | 0 |  | 0.1 |  |  | 0.1045 | 0.11 | 2022-03-30 | [7 empty] | 2023-05-12 00:00:00 | 54.3101 | -2.9392
DATA NOT AVAILABLE | DATA NOT AVAILABLE |  | METROLINK TRAFFORD DEPOT, WARWICK ROAD, SOUTH, MANCHESTER. |  |  |  |  | M16 0GZ | ENGLAND | 381254 | 395530 | SOUTH MANCHESTER GSP | STRETFORD GRID | TRAFFORD (100634) | 6.6 | ELECTRICITY NORTH WEST LIMITED | PV |  | 0 | 0 | 0.281 |  |  |  | 0 | 0 | 0 |  |  |  | 0 | 0 | 0 |  | ACCEPTED TO CONNECT | 0 |  |  | 0 | 0 |  | 0.281 |  |  | 1.33 | 1.4 | 2022-09-09 | [7 empty] | 2023-05-12 00:00:00 | 53.4562 | -2.2838
DATA NOT AVAILABLE | DATA NOT AVAILABLE | G59 PROJECTS LTD | ASL TERRANCE HOUSE, NILE STREET, BOLTON | ASSEMBLEY SOLUTIONS LIMITED, UNIT 3-6, | NILE STREET, | BOLTON | LANCASHIRE | BL3 6BW | ENGLAND | 363512 | 411219 | KEARSLEY GSP | BOLTON GRID | BRADSHAWGATE (200108) | 0.4 | ELECTRICITY NORTH WEST LIMITED | PV | NO | 0 | 0 | 0.08 |  |  |  | 0 | 0 | 0 |  |  |  | 0 | 0 | 0 |  | ACCEPTED TO CONNECT | 0 |  |  | 0 | 0 |  | 0.08 | 7.5999999999999998E-2 | 0.08 | 0.00095 | 0.001 | 2023-01-13 | [7 empty] | 2023-05-12 00:00:00 | 53.5963 | -2.5528
DATA NOT AVAILABLE | DATA NOT AVAILABLE | CENTRECO (UK) LTD | DAVIS & MOORE LTD, TEXTILE HOUSE, TRAFFORD PARK ROAD, MANCHESTER | "DAVIS AND MOORE LTD¦ TEXTILE HOUSE", TRAFFORD PARK ROAD, | "TRAFFORD PARK¦", | MANCHESTER | LANCASHIRE | M17 1NJ | ENGLAND | 379013 | 397409 | CARRINGTON | BARTON | TRAFFORD PK N (100633) | 0.4 | ELECTRICITY NORTH WEST LIMITED | PV | NO | 0 | 0 | 0.072 |  |  |  | 0 | 0 | 0 |  |  |  | 0 | 0 | 0 |  | ACCEPTED TO CONNECT | 0 |  |  | 0 | 0 |  | 0.072 |  |  | 0 | 0 | 2020-12-09 | [7 empty] | 2023-05-12 00:00:00 | 53.473 | -2.3176
DATA NOT AVAILABLE | DATA NOT AVAILABLE | ELECTRICITY NORTH WEST | MAN AIRPORT WATER PUMP GENERATOR,SUBSTATION Q, HOTEL RD, MANCHESTER AIRPORT | MANCHESTER AIRPORT PLC, | OLYMPIC HOUSE, MANCHESTER AIRPORT | MANCHESTER | LANCASHIRE | M90 1QX | ENGLAND | 382113 | 385258 | SOUTH MANCHESTER GSP | MOSS NOOK GRID | MANCHESTER AIRPORT (100121) | 33 | ELECTRICITY NORTH WEST LIMITED | CHP |  | 0 | 0 | 0.135 |  |  |  | 0 | 0 | 0 |  |  |  | 0 | 0 | 0 |  | ACCEPTED TO CONNECT | 0 |  |  | 0 | 0 |  | 0.135 | 0.12825 | 0.13500000000000001 | 28.5 | 30 | 2021-01-20 | [7 empty] | 2023-05-12 00:00:00 | 53.3639 | -2.2703
DATA NOT AVAILABLE | DATA NOT AVAILABLE | AECOM UK LTD | HYDE LEISURE POOL WALKER LANE, SK14 5PL | TAMESIDE LEISURE POOL, | WALKER LANE, | HYDE | CHESHIRE | SK14 5PL | ENGLAND | 395636.34600000002 | 394758.109 | STALYBRIDGE | HYDE GRID | HYDE (300061) | 6.6 | ELECTRICITY NORTH WEST LIMITED | PV | NO | 0 | 0 | 0.06 |  |  |  | 0 | 0 | 0 |  |  |  | 0 | 0 | 0 |  | ACCEPTED TO CONNECT | 0 |  |  | 0 | 0 |  | 0.06 | 5.7000000000000002E-2 | 0.06 | 0.209 | 0.22 | 2023-03-07 | [7 empty] | 2023-05-12 00:00:00 | 53.4496 | -2.0672
DATA NOT AVAILABLE | DATA NOT AVAILABLE |  | LOWER HOUSE MILL, SLATER HARRISON & CO LTD, LOWERHOUSE MILL, BOLLINGTON | SLATER HARRISON & CO LIMITED, LOWERHOUSE MILL, | BOLLINGTON | MACCLESFIELD | CHESHIRE | SK10 5HW | ENGLAND | 392220.03 | 377624.84 | MACC SUPER GRID | MACC SUPER GRID | BOLLINGTON (301435) | 11 | ELECTRICITY NORTH WEST LIMITED | PV |  | 0 | 0 | 0.05 |  |  |  | 0 | 0 | 0 |  |  |  | 0 | 0 | 0 |  | ACCEPTED TO CONNECT | 0 |  |  | 0 | 0 |  | 0.05 | 7.5999999999999998E-2 | 0.08 | 0.5225 | 0.55 | 2020-01-22 | [7 empty] | 2023-05-12 00:00:00 | 53.2955 | -2.1182
DATA NOT AVAILABLE | DATA NOT AVAILABLE |  | MIDDLETON ARENA, MIDDLETON, MANCHESTER | MIDDLETON CIVIC LEISURE CENTRE, | OLD HALL STREET, MIDDLETON | MANCHESTER | LANCASHIRE | M24 1AG | ENGLAND | 387184.90500000003 | 405903.28600000002 | WHITEGATE GSP | CHADDERTON GRID | LANGLEY (302855) | 11 | ELECTRICITY NORTH WEST LIMITED | PV |  | 0 | 0 | 0.393 |  |  |  | 0 | 0 | 0 |  |  |  | 0 | 0 | 0 |  | ACCEPTED TO CONNECT | 0 |  |  | 0 | 0 |  | 0.393 |  |  | 0.2622 | 0.276 | 2022-02-03 | [7 empty] | 2023-05-12 00:00:00 | 53.5496 | -2.1949
DATA NOT AVAILABLE | DATA NOT AVAILABLE | TED GENERATION 1 LIMITED | MASSEY BROS FEED, MILL LN, WALTON LE DALE |  |  |  |  | PR5 4JJ | ENGLAND | 355800 | 427990 | PENWORTHAM WEST GSP - STANAH | LEYLAND BSP | HIGHER WALTON (400207) | 11 | ELECTRICITY NORTH WEST LIMITED | OIL | YES | 0 | 0 | 0.5 |  |  |  | 0 | 0 | 0 |  |  |  | 0 | 0 | 0 |  | ACCEPTED TO CONNECT | 0 |  |  | 0 | 0 |  | 0.5 | 0 | 0 | 1.14 | 1.2 | 2021-02-25 | [7 empty] | 2023-05-12 00:00:00 | 53.7464 | -2.6717
DATA NOT AVAILABLE | DATA NOT AVAILABLE | SAS ENERGY | WITHINGTON COMMUNITY HOSPITAL, NELL LANE, WEST DIDSBURY, MANCHESTER. | WITHINGTON COMMUNITY HOSPITAL, | NELL LANE, | MANCHESTER | LANCASHIRE | M20 2LR | ENGLAND | 383677.82 | 392168.73 | SOUTH MANCHESTER GSP | WEST DIDSBURY GRID | WEST DIDSBURY (100113) | 6.6 | ELECTRICITY NORTH WEST LIMITED | PV |  | 0 | 0 | 0.145 |  |  |  | 0 | 0 | 0 |  |  |  | 0 | 0 | 0 |  | ACCEPTED TO CONNECT | 0 |  |  | 0 | 0 |  | 0.145 | 0.18905 | 0.19900000000000001 | 0.4275 | 0.45 | 2021-07-08 | [7 empty] | 2023-05-12 00:00:00 | 53.4261 | -2.2471
DATA NOT AVAILABLE | DATA NOT AVAILABLE | LOW CARBON ENERGY | WYKAMOL GROUP, ROSSENDALE | HUP LTD, SAGAR HOLME MILL, | BURNLEY ROAD EAST, WHITEWELL BOTTOM | ROSSENDALE | LANCASHIRE | BB4 9NT | ENGLAND | 383484 | 423994 | PADIHAM - ROCHDALE GSP | ROSSENDALE BSP | HAREHOLME (400092) | 11 | ELECTRICITY NORTH WEST LIMITED | PV |  | 0 | 0 | 0.08 |  |  |  | 0 | 0 | 0 |  |  |  | 0 | 0 | 0 |  | ACCEPTED TO CONNECT | 0 |  |  | 0 | 0 |  | 0.08 | 7.5999999999999998E-2 | 0.08 | 0.608 | 0.64 | 2021-06-11 | [7 empty] | 2023-05-12 00:00:00 | 53.7121 | -2.2517
DATA NOT AVAILABLE | DATA NOT AVAILABLE | ENERGY HOUSE | CCRESCENT ENGINEERING, DUKINFIELD RD . SK14 4RW |  |  |  |  | SK14 4RW | ENGLAND | 394286 | 395419 | DATA NOT AVAILABLE | DATA NOT AVAILABLE | HYDE | 0.4 | ELECTRICITY NORTH WEST LIMITED | PV | NO | 0 | 0 | 0.2 |  |  |  | 0 | 0 | 0 |  |  |  | 0 | 0 | 0 |  | ACCEPTED TO CONNECT | 0 |  |  | 0 | 0 |  | 0.2 | 0.19 | 0.2 | 0.285 | 0.3 | 2022-12-12 | [7 empty] | 2023-05-12 00:00:00 | 53.4555 | -2.0875
DATA NOT AVAILABLE | DATA NOT AVAILABLE | ALT-ENERGI | SMALMSTOWN FARM, LONGTOWN, CARLISLE, CUMBRIA | SMALMSTOWN FARM | LONGTOWN | CARLISLE | CUMBRIA | CA6 5LH | ENGLAND | 336798 | 568909 | HARKER/HUTTON | CARLISLE | WESTLINTON | 0.4 | ELECTRICITY NORTH WEST LIMITED | PV | NO | 0 | 0 | 0.1 |  |  |  | 0 | 0 | 0 |  |  |  | 0 | 0 | 0 |  | CONNECTED | 0.1 |  |  | 0.057 | 0.06 | 2023-01-30 | 0 |  |  | 0 | 0 | [8 empty] | 2023-05-16 00:00:00 | 55.0107 | -2.9898
DATA NOT AVAILABLE | DATA NOT AVAILABLE | ALT-ENERGI | SMALMSTOWN FARM, LONGTOWN, CARLISLE, CUMBRIA | SMALMSTOWN FARM | LONGTOWN | CARLISLE | CUMBRIA | CA6 5LH | ENGLAND | 336816 | 568938 | HARKER/HUTTON | CARLISLE | WESTLINTON | 0.4 | ELECTRICITY NORTH WEST LIMITED | PV | NO | 0 | 0 | 0.1 |  |  |  | 0 | 0 | 0 |  |  |  | 0 | 0 | 0 |  | CONNECTED | 0.1 |  |  | 0.057 | 0.06 | 2023-01-30 | 0 |  |  | 0 | 0 | [8 empty] | 2023-05-16 00:00:00 | 55.011 | -2.9895
DATA NOT AVAILABLE | DATA NOT AVAILABLE | PARK & WHITELEY ELECTRICAL CONTRACT | EAST QUARRY, APPLEBY LANE NORTH, APPLEY BRIDGE, WIGAN |  |  |  |  | WN6 9AE | ENGLAND | 383321 | 389259 | PENWORTHAM WEST GSP / STANAH GSP GROUP | WRIGHTINGTON | STANDISH | DATA NOT AVAILABLE | ELECTRICITY NORTH WEST LIMITED | PV |  | 0 | 0 | 0.065 |  |  |  | 0 | 0 | 0 |  |  |  | 0 | 0 | 0 |  | ACCEPTED TO CONNECT | 0 |  |  | 0 | 0 |  | 0.065 | 6.1749999999999999E-2 | 6.5000000000000002E-2 | 0.114 | 0.12 | 2020-12-16 | [7 empty] | 2023-05-12 00:00:00 | 53.3999 | -2.2523
DATA NOT AVAILABLE | DATA NOT AVAILABLE |  | PSDS HEYWOOD SPORTS VILLAGE, WEST STARKEY ST, HEYWOOD |  |  |  |  | OL10 4TW | ENGLAND | 385016 | 411092 | ROCHDALE | CASTLETON | HEADY HILL | 0.4 | ELECTRICITY NORTH WEST LIMITED | PV |  | 0 | 0 | 0.253 |  |  |  | 0 | 0 | 0 |  |  |  | 0 | 0 | 0 |  | ACCEPTED TO CONNECT | 0 |  |  | 0 | 0 |  | 0.253 |  |  | 0.21945 | 0.231 | 2022-02-03 | [7 empty] | 2023-05-12 00:00:00 | 53.5962 | -2.2279
DATA NOT AVAILABLE | DATA NOT AVAILABLE | APTUS UTILITIES | PROPOSED PV AT LIDL CARLISLE |  |  |  |  | CA1 2RU | ENGLAND | 342159 | 555896 | HARKER/HUTTON | CARLISLE | FUSEHILL | 11 | ELECTRICITY NORTH WEST LIMITED | PV | NO | 0 | 0 | 0.286 |  |  |  | 0 | 0 | 0 |  |  |  | 0 | 0 | 0 |  | ACCEPTED TO CONNECT | 0 |  |  | 0 | 0 |  | 0.286 |  |  | 0.24035 | 0.253 | 2022-03-04 | [7 empty] | 2023-05-12 00:00:00 | 54.8944 | -2.9034
DATA NOT AVAILABLE | DATA NOT AVAILABLE | APTUS UTILITIES LTD | ALDERLEY RD, WILMSLOW, SK9 1QA |  |  |  |  | SK9 1QA | ENGLAND | 384335 | 380121 | DATA NOT AVAILABLE | DATA NOT AVAILABLE | ALDERLEY | 0.4 | ELECTRICITY NORTH WEST LIMITED | PV | NO | 0 | 0 | 0.209 |  |  |  | 0 | 0 | 0 |  |  |  | 0 | 0 | 0 |  | ACCEPTED TO CONNECT | 0 |  |  | 0 | 0 |  | 0.209 | 0.19854999999999998 | 0.20899999999999999 | 0.0893 | 0.094 | 2023-02-03 | [7 empty] | 2023-05-12 00:00:00 | 53.3178 | -2.2366
DATA NOT AVAILABLE | DATA NOT AVAILABLE | HYPERION ZERO LTD | CHERRYTREE BAKERY, BELSHAW COURT, BILLINGTON ROAD, BURNLEY |  |  |  |  | BB11 5UB | ENGLAND | 381454 | 431345 | DATA NOT AVAILABLE | DATA NOT AVAILABLE | COG LN | 0.4 | ELECTRICITY NORTH WEST LIMITED | PV | NO | 0 | 0 | 0.08 |  |  |  | 0 | 0 | 0 |  |  |  | 0 | 0 | 0 |  | ACCEPTED TO CONNECT | 0 |  |  | 0 | 0 |  | 0.08 | 7.5999999999999998E-2 | 0.08 | 0.76 | 0.8 | 2023-02-16 | [7 empty] | 2023-05-12 00:00:00 | 53.7781 | -2.2829
DATA NOT AVAILABLE | DATA NOT AVAILABLE | PERFECT SENSE ENERGY | UNIT B ORION BUSINESS PARK, OAKHURST DRIVE, STOCKPORT, SK3 0WF | UNITS B, ORION BUSINESS PARK, | BIRD HALL LANE, | STOCKPORT |  | SK3 0RT | ENGLAND | 387927 | 388399 | BREDBURY | ADSWOOD GRID | CHEADLE HEATH | 0.4 | ELECTRICITY NORTH WEST LIMITED | PV |  | 0 | 0 | 0.11 |  |  |  | 0 | 0 | 0 |  |  |  | 0 | 0 | 0 |  | ACCEPTED TO CONNECT | 0 |  |  | 0 | 0 |  | 0.11 | 0.1045 | 0.11 | 0.2052 | 0.216 | 2022-04-22 | [7 empty] | 2023-05-12 00:00:00 | 53.3923 | -2.183
DATA NOT AVAILABLE | DATA NOT AVAILABLE | SALFORD CITY COUNCIL | PSDS FIT CITY ECCLES LEISURE CENTRE, BARTON LANE, ECCLES |  |  |  |  | M30 0EG | ENGLAND | 377588 | 398328 | SELECT PRIMARY | SELECT PRIMARY | MOUNT ST | 0.4 | ELECTRICITY NORTH WEST LIMITED | PV |  | 0 | 0 | 0.05 |  |  |  | 0 | 0 | 0 |  |  |  | 0 | 0 | 0 |  | ACCEPTED TO CONNECT | 0 |  |  | 0 | 0 |  | 0.05 | 4.7500000000000001E-2 | 0.05 | 0.057 | 0.06 | 2021-03-19 | [7 empty] | 2023-05-12 00:00:00 | 53.4812 | -2.3392
DATA NOT AVAILABLE | DATA NOT AVAILABLE |  | KAMPUS BLOCK E, MINSHUL STREET, MANCHESTER |  |  |  |  | M1 3FR | ENGLAND | 388728 | 442408 | SELECT PRIMARY | SELECT PRIMARY | CENTRAL MANCHESTER | 0.4 | ELECTRICITY NORTH WEST LIMITED | CHP |  | 0 | 0 | 0.05 |  |  |  | 0 | 0 | 0 |  |  |  | 0 | 0 | 0 |  | ACCEPTED TO CONNECT | 0 |  |  | 0 | 0 |  | 0.05 | 4.7500000000000001E-2 | 0.05 | 0.209 | 0.22 | 2019-07-11 | [7 empty] | 2023-05-12 00:00:00 | 53.8777 | -2.1729
DATA NOT AVAILABLE | DATA NOT AVAILABLE | LOW CARBON ENERGY COMPANY | T & R PRECISION, WEST WORKS STATION RD, FOULBRIDGE, COLNE | T & R PRECISION ENGINEERING LTD, WEST WORKS, | STATION ROAD, FOULRIDGE | COLNE | LANCASHIRE | BB8 7LE | ENGLAND | 388728 | 442408 | PADIHAM | NELSON | LANGROYD RD | 0.4 | ELECTRICITY NORTH WEST LIMITED | PV |  | 0 | 0 | 0.05 |  |  |  | 0 | 0 | 0 |  |  |  | 0 | 0 | 0 |  | ACCEPTED TO CONNECT | 0 |  |  | 0 | 0 |  | 0.05 | 4.7500000000000001E-2 | 0.05 | 0 | 0 | 2020-01-15 | [7 empty] | 2023-05-12 00:00:00 | 53.8777 | -2.1729
DATA NOT AVAILABLE | DATA NOT AVAILABLE |  | DOVEHAVEN THE GROVE, BAMBER BRIDGE |  |  |  |  | PR5 6YJ | ENGLAND | 357215 | 426198 | PENWORTHAM EAST / ROCHDALE SGT 1 | RIBBLE | BAMBER BRIDGE | 0.23 | ELECTRICITY NORTH WEST LIMITED | PV |  | 0 | 0 | 0.05 |  |  |  | 0 | 0 | 0 |  |  |  | 0 | 0 | 0 |  | ACCEPTED TO CONNECT | 0 |  |  | 0 | 0 |  | 0.05 | 4.7500000000000001E-2 | 0.05 | 0 | 0 | 2020-03-05 | [7 empty] | 2023-05-12 00:00:00 | 53.7304 | -2.65
DATA NOT AVAILABLE | DATA NOT AVAILABLE |  | GOLDEN DAYS GARDEN CENTRE BACK LANE, APPLEY BRIDGE, WIGAN |  |  |  |  | WN6 8RS | ENGLAND | 351494 | 432653 | PENWORTHAM WEST GSP / STANAH GSP GROUP | WRIGHTINGTON | STANDISH | 0.4 | ELECTRICITY NORTH WEST LIMITED | PV |  | 0 | 0 | 0.19 |  |  |  | 0 | 0 | 0 |  |  |  | 0 | 0 | 0 |  | ACCEPTED TO CONNECT | 0 |  |  | 0 | 0 |  | 0.19 | 6.6500000000000004E-2 | 7.0000000000000007E-2 | 0.133 | 0.14 | 2020-03-23 | [7 empty] | 2023-05-12 00:00:00 | 53.7879 | -2.7377
DATA NOT AVAILABLE | DATA NOT AVAILABLE |  | SANDGYGATE SQUARE, BURNLEY |  |  |  |  | BB11 1RN | ENGLAND | 337914 | 428161 | ROCHDALE SGTS 2 3 4 | BURNLEY | BURNLEY CENTRE | 0.4 | ELECTRICITY NORTH WEST LIMITED | PV |  | 0 | 0 | 0.05 |  |  |  | 0 | 0 | 0 |  |  |  | 0 | 0 | 0 |  | ACCEPTED TO CONNECT | 0 |  |  | 0 | 0 |  | 0.05 | 4.7500000000000001E-2 | 0.05 | 0 | 0 | 2020-06-16 | [7 empty] | 2023-05-12 00:00:00 | 53.7461 | -2.9429
DATA NOT AVAILABLE | DATA NOT AVAILABLE | APTUS UTILITIES | COTTON WOODS, INGOL GOLF CLUB MULTIPLE SSEG |  |  |  |  | PR2 7BY | ENGLAND | 364681 | 425671 | PENWORTHAM EAST / ROCHDALE SGT 1 | RIBBLE | TULKETH | 0.23 | ELECTRICITY NORTH WEST LIMITED | PV | NO | 0 | 0 | 0.12636 |  |  |  | 0 | 0 | 0 |  |  |  | 0 | 0 | 0 |  | ACCEPTED TO CONNECT | 0 |  |  | 0 | 0 |  | 0.12636 | 0.12004199999999998 | 0.12636 | 0 | 0 | 2020-08-21 | [7 empty] | 2023-05-12 00:00:00 | 53.7262 | -2.5368
DATA NOT AVAILABLE | DATA NOT AVAILABLE |  | EASTWOOD END FARM, SCHOOLFORD LANE, ADLINGTON |  |  |  |  | SK10 4PL | ENGLAND | 392254 | 392337 | SELECT PRIMARY | SELECT PRIMARY | SELECT | DATA NOT AVAILABLE | ELECTRICITY NORTH WEST LIMITED | PV | NO | 0 | 0 | 0.1 |  |  |  | 0 | 0 | 0 |  |  |  | 0 | 0 | 0 |  | ACCEPTED TO CONNECT | 0 |  |  | 0 | 0 |  | 0.1 | 9.5000000000000001E-2 | 0.1 | 0.0855 | 0.09 | 2021-02-23 | [7 empty] | 2023-05-12 00:00:00 | 53.4278 | -2.118
DATA NOT AVAILABLE | DATA NOT AVAILABLE | SALFORD CITY COUNCIL | BROUGHTON LEISURE CENTRE, GREAT CHEETHAM STREET WEST, SALFORD |  |  |  |  | M7 2DN | ENGLAND | 393451 | 380973 | SELECT PRIMARY | SELECT PRIMARY | SELECT | DATA NOT AVAILABLE | ELECTRICITY NORTH WEST LIMITED | PV | NO | 0 | 0 | 0.0828 |  |  |  | 0 | 0 | 0 |  |  |  | 0 | 0 | 0 |  | ACCEPTED TO CONNECT | 0 |  |  | 0 | 0 |  | 0.0828 | 7.8659999999999994E-2 | 8.2799999999999999E-2 | 0.10545 | 0.111 | 2021-06-25 | [7 empty] | 2023-05-12 00:00:00 | 53.3256 | -2.0998
DATA NOT AVAILABLE | DATA NOT AVAILABLE | RENEWABLE PLANET LTD | THE TUBE | LIGHTCREDIT HOLDINGS LIMITED, VITHAL HOUSE | 86, NORTH STREET | MANCHESTER | LANCASHIRE | M8 8RA | ENGLAND | 384484 | 399855 | WHITEGATE GSP | RED BANK | STRANGEWAYS | 0.4 | ELECTRICITY NORTH WEST LIMITED | PV |  | 0 | 0 | 0.192 |  |  |  | 0 | 0 | 0 |  |  |  | 0 | 0 | 0 |  | ACCEPTED TO CONNECT | 0 |  |  | 0 | 0 |  | 0.192 | 0.18239999999999998 | 0.192 | 0.019 | 0.02 | 2019-09-09 | [7 empty] | 2023-05-12 00:00:00 | 53.4952 | -2.2353
DATA NOT AVAILABLE | DATA NOT AVAILABLE |  | CARLISLE HEALTHCARE HUB, CARLISLE |  |  |  |  | CA1 3NX | ENGLAND | 342174 | 554874 | HARKER / HUTTON | CARLISLE | PETTERIL BANK | 0.4 | ELECTRICITY NORTH WEST LIMITED | PV | NO | 0 | 0 | 0.165 |  |  |  | 0 | 0 | 0 |  |  |  | 0 | 0 | 0 |  | ACCEPTED TO CONNECT | 0 |  |  | 0 | 0 |  | 0.165 | 0.15675 | 0.16500000000000001 | 0.29925 | 0.315 | 2021-07-30 | [7 empty] | 2023-05-12 00:00:00 | 54.8853 | -2.9029
DATA NOT AVAILABLE | DATA NOT AVAILABLE |  | HITACHI AUTOMOTIVES, MIDDLEBROOK BUSINESS PARK, SPINALL WAY, HORWICH |  |  |  |  | BL6 6JH | ENGLAND | 364327 | 410244 | KEARSLEY 132 GSP | WESTHOUGHTON | LOSTOCK | 11 | ELECTRICITY NORTH WEST LIMITED | PV | NO | 0 | 0 | 0.944 |  |  |  | 0 | 0 | 0 |  |  |  | 0 | 0 | 0 |  | ACCEPTED TO CONNECT | 0 |  |  | 0 | 0 |  | 0.944 | 0.18905 | 0.19900000000000001 | 1.71 | 1.8 | 2021-09-22 | [7 empty] | 2023-05-12 00:00:00 | 53.5876 | -2.5404
DATA NOT AVAILABLE | DATA NOT AVAILABLE |  | MILNROW MEDICAL CENTRE, MILNROW MEMORIAL PARK, NEWHEY, ROCHDALE |  |  |  |  | OL16 4JF | ENGLAND | 393265 | 411738 | ROCHDALE SGTS 2 3 4 | CASTLETON | MILNROW | 6.6 | ELECTRICITY NORTH WEST LIMITED | PV |  | 0 | 0 | 0.11 |  |  |  | 0 | 0 | 0 |  |  |  | 0 | 0 | 0 |  | ACCEPTED TO CONNECT | 0 |  |  | 0 | 0 |  | 0.11 |  |  | 0.21375 | 0.225 | 2022-05-31 | [7 empty] | 2023-05-12 00:00:00 | 53.6022 | -2.1032
DATA NOT AVAILABLE | DATA NOT AVAILABLE | SOL PV GROUP LTD | SPAR LOSTOCKHALL, |  |  |  |  | PR5 5AE | ENGLAND | 354988 | 425866 | TODD LN | PENWORTHAM EAST | RIBBLE | 0.4 | ELECTRICITY NORTH WEST LIMITED | PV | NO | 0 | 0 | 0.415 |  |  |  | 0 | 0 | 0 |  |  |  | 0 | 0 | 0 |  | ACCEPTED TO CONNECT | 0 |  |  | 0 | 0 |  | 0.415 |  |  | 0.0475 | 0.05 | 2022-02-14 | [7 empty] | 2023-05-12 00:00:00 | 53.7272 | -2.6837
DATA NOT AVAILABLE | DATA NOT AVAILABLE | RED ENERGY SOLUTIONS LTD | LEYLAND BRIDGE COTTAGE, LEA ROAD, PRESTON |  |  |  |  | PR4 0RA | ENGLAND | 357914 | 430058 | LEYLAND BR FM | PENWORTHAM EAST | RIBBLE | DATA NOT AVAILABLE | ELECTRICITY NORTH WEST LIMITED | PV | NO | 0 | 0 | 0.415 |  |  |  | 0 | 0 | 0 |  |  |  | 0 | 0 | 0 |  | ACCEPTED TO CONNECT | 0 |  |  | 0 | 0 |  | 0.415 |  |  | 0.0057 | 0.006 | 2021-08-13 | [7 empty] | 2023-05-12 00:00:00 | 53.7652 | -2.6399
DATA NOT AVAILABLE | DATA NOT AVAILABLE |  | 7 COTSWOLD RD, LYTHAM |  |  |  |  | FY8 4NN | ENGLAND | 354988 | 425866 | SALTCOTES PL | STANAH/PENW WEST | LYTHAM | 0.23 | ELECTRICITY NORTH WEST LIMITED | PV | NO | 0 | 0 | 0.415 |  |  |  | 0 | 0 | 0 |  |  |  | 0 | 0 | 0 |  | ACCEPTED TO CONNECT | 0 |  |  | 0 | 0 |  | 0.415 |  |  | 0 | 0 | 2021-08-13 | [7 empty] | 2023-05-12 00:00:00 | 53.7272 | -2.6837
DATA NOT AVAILABLE | DATA NOT AVAILABLE | HOWSONS LTD | IVY HOUSE WORKS, LEVENS |  |  |  |  | LA8 8PG | ENGLAND | 348581 | 486228 | DATA NOT AVAILABLE | KENDAL | WHASSET | 0.4 | ELECTRICITY NORTH WEST LIMITED | PV | NO | 0 | 0 | 0.055 |  |  |  | 0 | 0 | 0 |  |  |  | 0 | 0 | 0 |  | ACCEPTED TO CONNECT | 0 |  |  | 0 | 0 |  | 0.055 | 5.2249999999999998E-2 | 5.5E-2 | 0.057 | 0.06 | 2022-12-05 | [7 empty] | 2023-05-12 00:00:00 | 54.2691 | -2.791
DATA NOT AVAILABLE | DATA NOT AVAILABLE | KAST RENEWABLE ENERGIES | LAW PRINT 4 STATION VIEW, HAZEL GROVE, STOCKPORT, SK7 5ER |  |  |  |  | SK7 5ER | ENGLAND | 391091.41 | 386871.48 | BREDBURY | HAZEL GROVE GRID | GREEN LANE (301640) | 0.4 | ELECTRICITY NORTH WEST LIMITED | PV | NO | 0 | 0 | 0.05 |  |  |  | 0 | 0 | 0 |  |  |  | 0 | 0 | 0 |  | ACCEPTED TO CONNECT | 0 |  |  | 0 | 0 |  | 0.05 | 4.7500000000000001E-2 | 0.05 | 0.057 | 0.06 | 2023-03-16 | [7 empty] | 2023-05-12 00:00:00 | 53.3786 | -2.1354
DATA NOT AVAILABLE | DATA NOT AVAILABLE | HAFOD RENEWABLE ENERGY LTD | MARLHEATH FARM HENBURY, MACCLESFIELD, CHESHIRE, |  |  |  |  | SK11 9PL | ENGLAND | 385730.77 | 372785.36 | MACC SUPER GRID | MACC SUPER GRID | SOUTH WEST MACC (302660) | 0.23 | ELECTRICITY NORTH WEST LIMITED | PV | NO | 0 | 0 | 0.05 |  |  |  | 0 | 0 | 0 |  |  |  | 0 | 0 | 0 |  | CONNECTED | 0.05 | 3.9899999999999998E-2 | 4.2000000000000003E-2 | 0.0475 | 0.05 | 2023-07-12 | 0 |  |  | 0 | 0 | [8 empty] | 2023-08-14 00:00:00 | 53.2519 | -2.2153
DATA NOT AVAILABLE | DATA NOT AVAILABLE | SOLAR CROWN | VALLEY HYDRAULICS, UNIT B PENDLE TRADING EST, CHATBURN, CLITHEROE |  |  |  |  | BB7 4JY | ENGLAND | 376327 | 443547 | PADIHAM - ROCHDALE GSP | PADIHAM BSP | RIBBLESDALE (400078) | 0.4 | ELECTRICITY NORTH WEST LIMITED | PV | NO | 0 | 0 | 0.085 |  |  |  | 0 | 0 | 0 |  |  |  | 0 | 0 | 0 |  | ACCEPTED TO CONNECT | 0 |  |  | 0 | 0 |  | 0.085 | 8.0750000000000002E-2 | 8.5000000000000006E-2 | 0.095 | 0.1 | 2021-10-25 | [7 empty] | 2023-05-12 00:00:00 | 53.8876 | -2.3617
DATA NOT AVAILABLE | DATA NOT AVAILABLE |  | PSDS - ZION ARTS CENTRE, Z-ARTS, 335 STRETFORD RD, MANCHESTER |  |  |  |  | M15 5ZA | ENGLAND | 383592.78700000001 | 396789.54700000002 | KEARSLEY GSP | FREDERICK RD GRID | ST JOHNS (100647) | 0.4 | ELECTRICITY NORTH WEST LIMITED | PV |  | 0 | 0 | 0.15 |  |  |  | 0 | 0 | 0 |  |  |  | 0 | 0 | 0 |  | ACCEPTED TO CONNECT | 0 |  |  | 0 | 0 |  | 0.15 | 0.14249999999999999 | 0.15 | 0.0855 | 0.09 | 2022-09-15 | [7 empty] | 2023-05-12 00:00:00 | 53.4676 | -2.2486
DATA NOT AVAILABLE | DATA NOT AVAILABLE |  | BURY SITE, 1 CHAMBERHALL BUSINESS |  |  |  |  | BL9 0AP | ENGLAND | 380112 | 411072 | KEARSLEY GSP | BURY GRID | BURY TOWN CENTRE (200209) | 0.4 | ELECTRICITY NORTH WEST LIMITED | PV | NO | 0 | 0 | 0.05 |  |  |  | 0 | 0 | 0 |  |  |  | 0 | 0 | 0 |  | ACCEPTED TO CONNECT | 0 |  |  | 0 | 0 |  | 0.05 | 4.7500000000000001E-2 | 0.05 | 0.21375 | 0.225 | 2022-10-13 | [7 empty] | 2024-09-13 00:00:00 | 53.5958 | -2.302
DATA NOT AVAILABLE | DATA NOT AVAILABLE |  | GMCA GREATER MANCHESTER POLICE BURY DHQ, DUNSTER ROAD, BURY |  |  |  |  | BL9 0NL | ENGLAND | 380113 | 411086 | KEARSLEY GSP | BURY GRID | BURY TOWN CENTRE (200209) | 0.4 | ELECTRICITY NORTH WEST LIMITED | PV | NO | 0 | 0 | 0.0925 |  |  |  | 0 | 0 | 0 |  |  |  | 0 | 0 | 0 |  | ACCEPTED TO CONNECT | 0 |  |  | 0 | 0 |  | 0.0925 | 8.5500000000000007E-2 | 0.09 | 0.3629 | 0.382 | 2021-06-23 | [7 empty] | 2023-05-12 00:00:00 | 53.596 | -2.302
DATA NOT AVAILABLE | DATA NOT AVAILABLE | NW SOLAR | MIDDLE ADDINGTON FM, BIRKLAND BARROW RD, NETHER KELLET | MIDDLE ADDINGTON FARM, | BIRKLAND BARROW ROAD, NETHER KELLET | CARNFORTH | LANCASHIRE | LA6 1DZ | ENGLAND | 353104 | 468756 | HEYSHAM | LANCASTER | LANCASTER PRIMARY (609904) | 0.4 | ELECTRICITY NORTH WEST LIMITED | PV | NO | 0 | 0 | 0.08 |  |  |  | 0 | 0 | 0 |  |  |  | 0 | 0 | 0 |  | ACCEPTED TO CONNECT | 0 |  |  | 0 | 0 |  | 0.08 | 7.5999999999999998E-2 | 0.08 | 0.0874 | 0.092 | 2021-02-09 | [7 empty] | 2023-05-12 00:00:00 | 54.1125 | -2.7188
DATA NOT AVAILABLE | DATA NOT AVAILABLE |  | 7 HORSFIELD WAY, BREDBURY PARK INDUSTRIAL ESTATE, BREDBURY |  |  |  |  | SK6 2SU | ENGLAND | 392534.50099999999 | 392691.03200000001 | BREDBURY | VERNON PK GRID | WOODLEY (303215) | 0.4 | ELECTRICITY NORTH WEST LIMITED | PV |  | 0 | 0 | 0.05 |  |  |  | 0 | 0 | 0 |  |  |  | 0 | 0 | 0 |  | ACCEPTED TO CONNECT | 0 |  |  | 0 | 0 |  | 0.05 | 4.7500000000000001E-2 | 0.05 | 0.019 | 0.02 | 2021-02-05 | [7 empty] | 2023-05-12 00:00:00 | 53.431 | -2.1138
DATA NOT AVAILABLE | DATA NOT AVAILABLE |  | LEIGH SPORTS & LEISURE CENTRE, SALE WAY, LEIGH | WIGAN LEISURE & CULTURE TRUST, LEIGH SPORTS CENTRE, | SALE WAY, LEIGH SPORTS VILLAGE | LEIGH | LANCASHIRE | WN7 4JY | ENGLAND | 364874.79499999998 | 399293.06699999998 | KEARSLEY GSP | ATHERTON | HINDLEY GRN (200416) | 0.4 | ELECTRICITY NORTH WEST LIMITED | PV | NO | 0 | 0 | 0.13 |  |  |  | 0 | 0 | 0 |  |  |  | 0 | 0 | 0 |  | ACCEPTED TO CONNECT | 0 |  |  | 0 | 0 |  | 0.13 |  |  | 0 | 0 | 2021-06-05 | [7 empty] | 2023-05-12 00:00:00 | 53.4892 | -2.5309
DATA NOT AVAILABLE | DATA NOT AVAILABLE |  | LEIGH SPORTS STADIUM, SALE WAY, LEIGH | WIGAN LEISURE & CULTURE TRUST, LEIGH SPORTS CENTRE, | SALE WAY, LEIGH SPORTS VILLAGE | LEIGH | LANCASHIRE | WN7 4JY | ENGLAND | 364874.79499999998 | 399293.06699999998 | KEARSLEY GSP | ATHERTON | HINDLEY GRN (200416) | 11 | ELECTRICITY NORTH WEST LIMITED | PV | NO | 0 | 0 | 0.16 |  |  |  | 0 | 0 | 0 |  |  |  | 0 | 0 | 0 |  | ACCEPTED TO CONNECT | 0 |  |  | 0 | 0 |  | 0.16 |  |  | 0 | 0 | 2021-06-05 | [7 empty] | 2023-05-12 00:00:00 | 53.4892 | -2.5309
DATA NOT AVAILABLE | DATA NOT AVAILABLE | LOW CARBON ENERGY LTD | ASHFIELD MILL, ACTIVE WAY, BURNLEY |  |  |  |  | BB11 1BS | ENGLAND | 383743.22 | 432779.875 | PADIHAM - ROCHDALE GSP | BURNLEY GSP | BURNLEY CENTRE (400046) | 0.4 | ELECTRICITY NORTH WEST LIMITED | PV |  | 0 | 0 | 0.05 |  |  |  | 0 | 0 | 0 |  |  |  | 0 | 0 | 0 |  | ACCEPTED TO CONNECT | 0 |  |  | 0 | 0 |  | 0.05 | 4.7500000000000001E-2 | 0.05 | 0 | 0 | 2020-02-24 | [7 empty] | 2023-05-12 00:00:00 | 53.7911 | -2.2482
DATA NOT AVAILABLE | DATA NOT AVAILABLE | TOTAL POWER INSTALLATIONS LTD | THE MALTINGS, SHADDONGATE |  |  |  |  | CA2 5TE | ENGLAND | 339458.31300000002 | 555710.25100000005 | HARKER - HUTTON | CARLISLE 33KV | JAMES ST (609604) | 0.4 | ELECTRICITY NORTH WEST LIMITED | PV | NO | 0 | 0 | 0.05 |  |  |  | 0 | 0 | 0 |  |  |  | 0 | 0 | 0 |  | ACCEPTED TO CONNECT | 0 |  |  | 0 | 0 |  | 0.05 |  |  | 0 | 0 | 2022-06-28 | [7 empty] | 2023-05-12 00:00:00 | 54.8924 | -2.9454
DATA NOT AVAILABLE | DATA NOT AVAILABLE | LOVE SOLAR LTD | MYERS AND BOWMAN, TOYOTA LILLYHALL |  |  |  |  | CA14 4PE | ENGLAND | 301125.90000000002 | 524306.81000000006 | HARKER - HUTTON | STAINBURN | HDA NO1 (609306) | 0.4 | ELECTRICITY NORTH WEST LIMITED | PV | NO | 0 | 0 | 0.06 |  |  |  | 0 | 0 | 0 |  |  |  | 0 | 0 | 0 |  | ACCEPTED TO CONNECT | 0 |  |  | 0 | 0 |  | 0.06 |  |  | 0.057 | 0.06 | 2022-08-25 | [7 empty] | 2023-05-12 00:00:00 | 54.6042 | -3.5322
DATA NOT AVAILABLE | DATA NOT AVAILABLE |  | NOVOTEL MANCHESTER, WORSLEY BROW, WORSLEY, M28 2YA |  |  |  |  | M28 2YA | ENGLAND | 374507.97600000002 | 400517.16899999999 | KEARSLEY LOCAL 33KV | KEARSLEY LOCAL 33KV | HILL TOP (205320) | 0.4 | ELECTRICITY NORTH WEST LIMITED | PV | NO | 0 | 0 | 0.072 |  |  |  | 0 | 0 | 0 |  |  |  | 0 | 0 | 0 |  | ACCEPTED TO CONNECT | 0 |  |  | 0 | 0 |  | 0.072 | 6.8399999999999989E-2 | 7.1999999999999995E-2 | 0.19475 | 0.205 | 2022-11-29 | [7 empty] | 2023-05-12 00:00:00 | 53.5007 | -2.3858
DATA NOT AVAILABLE | DATA NOT AVAILABLE | LOW CARBON ENERGY LTD | JAMES ALPE LTD, UNIT 6 LINCOLN PK, CLITHEROE |  |  |  |  | BB7 1QD | ENGLAND | 375262.73 | 442269.13 | PADIHAM - ROCHDALE GSP | PADIHAM BSP | RIBBLESDALE (400078) | 0.4 | ELECTRICITY NORTH WEST LIMITED | PV |  | 0 | 0 | 0.05 |  |  |  | 0 | 0 | 0 |  |  |  | 0 | 0 | 0 |  | ACCEPTED TO CONNECT | 0 |  |  | 0 | 0 |  | 0.05 | 4.7500000000000001E-2 | 0.05 | 0 | 0 | 2020-04-21 | [7 empty] | 2023-05-12 00:00:00 | 53.876 | -2.3777
DATA NOT AVAILABLE | DATA NOT AVAILABLE |  | LIFE LEISURE, GREENGATE ST, BARROW | PARK LEISURE CENTRE, | GREENGATE STREET, | BARROW-IN-FURNESS | CUMBRIA | LA13 9DT | ENGLAND | 320883.033 | 469628.87 | HARKER - HUTTON | SANDGATE | SANDGATE PRIMARY (609004) | 0.4 | ELECTRICITY NORTH WEST LIMITED | OIL |  | 0 | 0 | 0.1 |  |  |  | 0 | 0 | 0 |  |  |  | 0 | 0 | 0 |  | ACCEPTED TO CONNECT | 0 |  |  | 0 | 0 |  | 0.1 | 0 | 0 | 0 | 0 | 2020-07-03 | [7 empty] | 2023-05-12 00:00:00 | 54.1164 | -3.2118
DATA NOT AVAILABLE | DATA NOT AVAILABLE |  | UNITED UTILITIES, IRLAM RD, URMSTON | UNITED UTILITIES WATER LIMITED, IRLAM, | IRLAM ROAD, URMSTON | MANCHESTER | LANCASHIRE | M44 6BT | ENGLAND | 372425.56 | 394198.37 | CARRINGTON | CARRINGTON BSP | IRLAM (100615) | 0.4 | ELECTRICITY NORTH WEST LIMITED | PV |  | 0 | 0 | 0.198 |  |  |  | 0 | 0 | 0 |  |  |  | 0 | 0 | 0 |  | ACCEPTED TO CONNECT | 0 |  |  | 0 | 0 |  | 0.198 | 0.18809999999999999 | 0.19800000000000001 | 0.11685 | 0.123 | 2019-09-25 | [7 empty] | 2023-05-12 00:00:00 | 53.4438 | -2.4166
DATA NOT AVAILABLE | DATA NOT AVAILABLE | ENERGY HOUSE | DUKINFIELD ROAD, HYDE SK14 4RQ |  |  |  |  | SK14 4RQ | ENGLAND | 394290.67 | 395476.37 | STALYBRIDGE | HYDE GRID | HYDE (300061) | 0.4 | ELECTRICITY NORTH WEST LIMITED | PV | NO | 0 | 0 | 0.2 |  |  |  | 0 | 0 | 0 |  |  |  | 0 | 0 | 0 |  | ACCEPTED TO CONNECT | 0 |  |  | 0 | 0 |  | 0.2 | 0.19 | 0.2 | 0.285 | 0.3 | 2022-12-09 | [7 empty] | 2023-05-12 00:00:00 | 53.456 | -2.0874
DATA NOT AVAILABLE | DATA NOT AVAILABLE | GRIFF SERVIVES LTD | BEACON ROAD, TRAFFORD PARK, MANCHESTER M17 1AF |  |  |  |  | M17 1AF | ENGLAND | 377442.30699999997 | 397328.23700000002 | CARRINGTON | BARTON | LYONS RD (100618) | 0.4 | ELECTRICITY NORTH WEST LIMITED | PV | NO | 0 | 0 | 0.132 |  |  |  | 0 | 0 | 0 |  |  |  | 0 | 0 | 0 |  | ACCEPTED TO CONNECT | 0 |  |  | 0 | 0 |  | 0.132 | 7.5999999999999998E-2 | 0.08 | 0.228 | 0.24 | 2023-01-23 | [7 empty] | 2023-05-12 00:00:00 | 53.4722 | -2.3413
DATA NOT AVAILABLE | DATA NOT AVAILABLE | TRAFFORD COUNCIL | PSDS SALE HIGH SCHOOL, NORRIS ROAD, SALE, |  |  |  |  | M33 3JR | ENGLAND | 379964.57900000003 | 390929.01 | CARRINGTON | SALE BSP | SALE MOOR (100127) | 0.4 | ELECTRICITY NORTH WEST LIMITED | PV |  | 0 | 0 | 0.16 |  |  |  | 0 | 0 | 0 |  |  |  | 0 | 0 | 0 |  | ACCEPTED TO CONNECT | 0 |  |  | 0 | 0 |  | 0.16 | 0.152 | 0.16 | 0.10355 | 0.109 | 2021-06-16 | [7 empty] | 2023-05-12 00:00:00 | 53.4148 | -2.3029
DATA NOT AVAILABLE | DATA NOT AVAILABLE | KAST RENEWABLE ENERGIES | AIR HANDLERSALFRED PROCTER HOUSE, BUTE STREET, SALFORD, M50 1DU |  |  |  |  | M50 1DU | ENGLAND | 379750.03499999997 | 398320.97 | KEARSLEY GSP | FREDERICK RD GRID | WEASTE (100640) | 0.4 | ELECTRICITY NORTH WEST LIMITED | PV | NO | 0 | 0 | 0.063 |  |  |  | 0 | 0 | 0 |  |  |  | 0 | 0 | 0 |  | CONNECTED | 0.063 | 5.9849999999999993E-2 | 6.3E-2 | 0.095 | 0.1 | 2023-06-01 | 0 |  |  | 0 | 0 | [8 empty] | 2023-06-05 00:00:00 | 53.4812 | -2.3066
DATA NOT AVAILABLE | DATA NOT AVAILABLE |  | MULTIWOOD PRODUCTS. | MULTIWOOD PRODUCTS LIMITED | ROACH BANK ROAD | BURY | LANCASHIRE | BL9 8RQ | ENGLAND | 381656.22200000001 | 409181.02899999998 | KEARSLEY LOCAL 33KV | KEARSLEY LOCAL 33KV | MOSS LN (200213) | 0.4 | ELECTRICITY NORTH WEST LIMITED | PV | NO | 0 | 0 | 0.1 |  |  |  | 0 | 0 | 0 |  |  |  | 0 | 0 | 0 |  | ACCEPTED TO CONNECT | 0 |  |  | 0 | 0 |  | 0.1 | 9.5000000000000001E-2 | 0.1 | 0.20235 | 0.213 | 2022-07-22 | [7 empty] | 2023-05-12 00:00:00 | 53.5789 | -2.2785
DATA NOT AVAILABLE | DATA NOT AVAILABLE | ENGENERA RENEWABLES LIMITED | X-FORCE UK LTD. MANNIN WAY, CATON ROAD, LANCASTER | FITNESS CLUB, LANCASTER BUSINESS PARK, | CATON ROAD, | LANCASTER | LANCASHIRE | LA1 3PE | ENGLAND | 349175.52399999998 | 463807.39399999997 | HEYSHAM | LANCASTER | LANCASTER PRIMARY (609904) | 0.4 | ELECTRICITY NORTH WEST LIMITED | PV |  | 0 | 0 | 0.4 |  |  |  | 0 | 0 | 0 |  |  |  | 0 | 0 | 0 |  | ACCEPTED TO CONNECT | 0 |  |  | 0 | 0 |  | 0.4 | 0.18049999999999999 | 0.19 | 0.285 | 0.3 | 2020-03-25 | [7 empty] | 2023-05-12 00:00:00 | 54.0677 | -2.7781
DATA NOT AVAILABLE | DATA NOT AVAILABLE |  | WDS BUILDING, BARROW DOCKS, BARROW |  |  |  |  | LA14 2TB | ENGLAND | 319836 | 467441 | HARKER - HUTTON | SANDGATE | SANDGATE PRIMARY (609004) | 0.4 | ELECTRICITY NORTH WEST LIMITED | PV | NO | 0 | 0 | 0.083 |  |  |  | 0 | 0 | 0 |  |  |  | 0 | 0 | 0 |  | ACCEPTED TO CONNECT | 0 |  |  | 0 | 0 |  | 0.083 | 7.884999999999999E-2 | 8.3000000000000004E-2 | 0.38 | 0.4 | 2021-02-02 | [7 empty] | 2023-05-12 00:00:00 | 54.0966 | -3.2273
DATA NOT AVAILABLE | DATA NOT AVAILABLE |  | HOLLYWOOD BOWL WIGAN, WIGAN BOWL, WALLGATE | HOLLYWOOD BOWL - WIGAN, | MIRY LANE, | WIGAN | LANCASHIRE | WN3 4EA | ENGLAND | 357780 | 405371 | WASHWAY FARM GSP - KIRKBY GSP | WIGAN GRID | GREEN ST (200410) | 0.4 | ELECTRICITY NORTH WEST LIMITED | PV | NO | 0 | 0 | 0.12 |  |  |  | 0 | 0 | 0 |  |  |  | 0 | 0 | 0 |  | ACCEPTED TO CONNECT | 0 |  |  | 0 | 0 |  | 0.12 | 0.1045 | 0.11 | 0.114 | 0.12 | 2022-03-09 | [7 empty] | 2023-05-12 00:00:00 | 53.5433 | -2.6386
DATA NOT AVAILABLE | DATA NOT AVAILABLE | LAKES SOLAR LTD | CARTMEL PRIORY C OF E SCHOOL CARTMEL, GRANGE OVER SANDS |  |  |  |  | LA11 &SA | ENGLAND | 337973.98 | 478383.34 | HARKER - HUTTON | ULVERSTON | GRANGE (609040) | 0.4 | ELECTRICITY NORTH WEST LIMITED | PV | NO | 0 | 0 | 0.055 |  |  |  | 0 | 0 | 0 |  |  |  | 0 | 0 | 0 |  | ACCEPTED TO CONNECT | 0 |  |  | 0 | 0 |  | 0.055 |  |  | 0 | 0 | 2022-07-05 | [7 empty] | 2023-05-12 00:00:00 | 54.1974 | -2.9522
DATA NOT AVAILABLE | DATA NOT AVAILABLE |  | EAST MANCHESTER LEISURE CENTRE, 189 GREY MARE LN, MANCHESTER |  |  |  |  | M11 3ND | ENGLAND | 387203.255 | 397792.90500000003 | STALYBRIDGE | STUART ST GRID | BRADFORD (100106) | 0.4 | ELECTRICITY NORTH WEST LIMITED | PV | NO | 0 | 0 | 0.15 |  |  |  | 0 | 0 | 0 |  |  |  | 0 | 0 | 0 |  | ACCEPTED TO CONNECT | 0 |  |  | 0 | 0 |  | 0.15 | 0.14249999999999999 | 0.15 | 0.1368 | 0.144 | 2020-08-07 | [7 empty] | 2023-05-12 00:00:00 | 53.4767 | -2.1943
DATA NOT AVAILABLE | DATA NOT AVAILABLE | IN2GR8TED SOLUTIONS LTD | OSWALD MEDICAL CENTRE 387-391 BLACKBURN ROAD, ACCRINGTON, LANACASHIRE |  |  |  |  | BB5 1RP | ENGLAND | 374804.05200000003 | 428515.58199999999 | PADIHAM - ROCHDALE GSP | HUNCOAT | CHURCH (400009) | 0.23 | ELECTRICITY NORTH WEST LIMITED | PV | NO | 0 | 0 | 0.0546 |  |  |  | 0 | 0 | 0 |  |  |  | 0 | 0 | 0 |  | ACCEPTED TO CONNECT | 0 |  |  | 0 | 0 |  | 0.0546 |  |  | 0 | 0 | 2022-08-18 | [7 empty] | 2023-05-12 00:00:00 | 53.7524 | -2.3836
DATA NOT AVAILABLE | DATA NOT AVAILABLE | SAS ENERGY | WYTHENSHAE HOSPITAL CLINICAL SCIENCES BUILDING, SOUTHMOOR ROAD, WYTHENSHAWE MANCHESTER | CLINICAL SCIENCE CENTRE, ROUNDTHORN INDUSTRIAL ESTATE | TILSON ROAD, | MANCHESTER | LANCASHIRE | M23 9GF | ENGLAND | 380436.83 | 388248.89299999998 | CARRINGTON | ALTRINCHAM GRID | MEDIPARK (100030) | 0.4 | ELECTRICITY NORTH WEST LIMITED | PV | NO | 0 | 0 | 0.077 |  |  |  | 0 | 0 | 0 |  |  |  | 0 | 0 | 0 |  | ACCEPTED TO CONNECT | 0 |  |  | 0 | 0 |  | 0.077 | 7.3149999999999993E-2 | 7.6999999999999999E-2 | 0.4655 | 0.49 | 2021-02-09 | [7 empty] | 2023-05-12 00:00:00 | 53.3907 | -2.2956
DATA NOT AVAILABLE | DATA NOT AVAILABLE |  | SIZERGH CASTLE AND GARDENS SIZERGH, KENDAL |  |  |  |  | LA8 8DZ | ENGLAND | 349831.3 | 487960.9 | HARKER - HUTTON | KENDAL-PARKSIDE RD | KENDAL-PARKSIDE RD PRIMARY (609051) | 0.4 | ELECTRICITY NORTH WEST LIMITED | PV | NO | 0 | 0 | 0.08 |  |  |  | 0 | 0 | 0 |  |  |  | 0 | 0 | 0 |  | ACCEPTED TO CONNECT | 0 |  |  | 0 | 0 |  | 0.08 | 7.5999999999999998E-2 | 0.08 | 0.095 | 0.1 | 2022-04-08 | [7 empty] | 2023-05-12 00:00:00 | 54.2848 | -2.7721
DATA NOT AVAILABLE | DATA NOT AVAILABLE |  | HANNAH FOODSERVICE, RAYMOND HOUSE, GARNETT PLACE, EAST GILLIBRANDS |  |  |  |  | WN8 9UB | ENGLAND | 348183 | 405391 | WASHWAY FARM GSP - KIRKBY GSP | SKELMERSDALE GRID | WILLOW HEY (200402) | 0.4 | ELECTRICITY NORTH WEST LIMITED | PV | NO | 0 | 0 | 0.2 |  |  |  | 0 | 0 | 0 |  |  |  | 0 | 0 | 0 |  | ACCEPTED TO CONNECT | 0 |  |  | 0 | 0 |  | 0.2 | 0.19 | 0.2 | 0.2375 | 0.25 | 2022-10-17 | [7 empty] | 2023-05-12 00:00:00 | 53.5426 | -2.7834
DATA NOT AVAILABLE | DATA NOT AVAILABLE | SALFORD CITY COUNCIL | PSDS TURNPIKE HOUSE, 631 ECCLES NEW ROAD, SALFORD | TURNPIKE HOUSE, | ECCLES NEW ROAD, | SALFORD | LANCASHIRE | M50 1BD | ENGLAND | 379212 | 398537 | KEARSLEY GSP | FREDERICK RD GRID | WEASTE (100640) | 0.4 | ELECTRICITY NORTH WEST LIMITED | PV |  | 0 | 0 | 0.067 |  |  |  | 0 | 0 | 0 |  |  |  | 0 | 0 | 0 |  | ACCEPTED TO CONNECT | 0 |  |  | 0 | 0 |  | 0.067 | 6.3649999999999998E-2 | 6.7000000000000004E-2 | 0.57 | 0.6 | 2021-03-19 | [7 empty] | 2023-05-12 00:00:00 | 53.4831 | -2.3147
DATA NOT AVAILABLE | DATA NOT AVAILABLE |  | PSDS - NORTH CITY FAMILY CENTRE, NORTH CITY FAMILY AND FITNESS CENTRE, UPPER CONRAN STREET, HARPURHEY, MANCHESTER |  |  |  |  | M9 4DA | ENGLAND | 386010.326 | 401735.63500000001 | STALYBRIDGE | STUART ST GRID | MONSALL PRY (100602) | 0.4 | ELECTRICITY NORTH WEST LIMITED | PV |  | 0 | 0 | 0.185 |  |  |  | 0 | 0 | 0 |  |  |  | 0 | 0 | 0 |  | ACCEPTED TO CONNECT | 0 |  |  | 0 | 0 |  | 0.185 | 0.17574999999999999 | 0.185 | 0.171 | 0.18 | 2021-05-26 | [7 empty] | 2023-05-12 00:00:00 | 53.5121 | -2.2124
DATA NOT AVAILABLE | DATA NOT AVAILABLE |  | PSDS - NORDEN PRIMARY SCHOOL, SPORTS HALL, |  |  |  |  | OL12 7RQ | ENGLAND | 386039 | 414269 | PADIHAM - ROCHDALE GSP | ROCHDALE CENTRAL | SPOTLAND (304885) | 0.46 | ELECTRICITY NORTH WEST LIMITED | PV | NO | 0 | 0 | 0.1315 |  |  |  | 0 | 0 | 0 |  |  |  | 0 | 0 | 0 |  | ACCEPTED TO CONNECT | 0 |  |  | 0 | 0 |  | 0.1315 | 5.7000000000000002E-2 | 0.06 | 0.057 | 0.06 | 2021-07-01 | [7 empty] | 2023-05-12 00:00:00 | 53.6248 | -2.2126
DATA NOT AVAILABLE | DATA NOT AVAILABLE |  | EASTWOOD END FARM, SCHOOLFORD LANE, ADLINGTON |  |  |  |  | SK10 4PL | ENGLAND | 393666 | 380939 | MACC SUPER GRID | MACC SUPER GRID | BOLLINGTON (301435) | 0.4 | ELECTRICITY NORTH WEST LIMITED | PV |  | 0 | 0 | 0.1 |  |  |  | 0 | 0 | 0 |  |  |  | 0 | 0 | 0 |  | ACCEPTED TO CONNECT | 0 |  |  | 0 | 0 |  | 0.1 | 9.5000000000000001E-2 | 0.1 | 0.0855 | 0.09 | 2021-02-23 | [7 empty] | 2023-05-12 00:00:00 | 53.3253 | -2.0966
DATA NOT AVAILABLE | DATA NOT AVAILABLE | SALFORD CITY COUNCIL | PSDS WORSLEY LEISURE CENTRE, BRIDGEWATER RD, WALKDEN, WORSLEY, MANCHESTER | WORSLEY LEISURE CENTRE, | BRIDGEWATER ROAD, WORSLEY | MANCHESTER | LANCASHIRE | M28 3AB | ENGLAND | 373477 | 402767 | KEARSLEY LOCAL 33KV | KEARSLEY LOCAL 33KV | HILL TOP (205320) | 0.4 | ELECTRICITY NORTH WEST LIMITED | PV |  | 0 | 0 | 0.0828 |  |  |  | 0 | 0 | 0 |  |  |  | 0 | 0 | 0 |  | ACCEPTED TO CONNECT | 0 |  |  | 0 | 0 |  | 0.0828 | 7.8659999999999994E-2 | 8.2799999999999999E-2 | 0.11875 | 0.125 | 2021-03-19 | [7 empty] | 2023-05-12 00:00:00 | 53.5209 | -2.4015
DATA NOT AVAILABLE | DATA NOT AVAILABLE |  | CHEADLE ROYSL BUSINESS PARK, BROOKS DRIVE, CHEADLE |  |  |  |  | SK8 3TD | ENGLAND | 385130 | 386800 | SOUTH MANCHESTER GSP | MOSS NOOK GRID | MOSS NOOK PRY (100139) | 0.4 | ELECTRICITY NORTH WEST LIMITED | PV |  | 0 | 0 | 0.27 |  |  |  | 0 | 0 | 0 |  |  |  | 0 | 0 | 0 |  | ACCEPTED TO CONNECT | 0 |  |  | 0 | 0 |  | 0.27 | 0.25650000000000001 | 0.27 | 0.285 | 0.3 | 2022-05-18 | [7 empty] | 2023-05-12 00:00:00 | 53.3778 | -2.225
DATA NOT AVAILABLE | DATA NOT AVAILABLE | LLOYD MOTORS LIMITED ARMSTRONG | KINGSTOWN BROADWAY, KINGSTOWN INDUSTRIAL EST, CARLISLE, CUMBRIA |  |  | CARLISLE | CUMBRIA | CA3 0AH | ENGLAND | 339361 | 559655 | HARKER - HUTTON | CARLISLE 33KV | CARLISLE NORTH BSP (609595) | 0.4 | ELECTRICITY NORTH WEST LIMITED | PV | NO | 0 | 0 | 0.07 |  |  |  | 0 | 0 | 0 |  |  |  | 0 | 0 | 0 |  | ACCEPTED TO CONNECT | 0 |  |  | 0 | 0 |  | 0.07 | 2.8499999999999998E-2 | 0.03 | 0.00095 | 0.001 | 2023-04-28 | [7 empty] | 2023-05-16 00:00:00 | 54.9279 | -2.9478
DATA NOT AVAILABLE | DATA NOT AVAILABLE | HYPERION ZERO LTD | R A SMART (HOLDINGS) LIMITED NO2, CLOUGH BANK, GRIMSHAW LANE, BOLLINGTON, CHESHIRE, SK10 5NZ |  |  | BOLLINGTON | CHESHIRE | SK10 5NZ | ENGLAND | 392858 | 377153 | MACC SUPER GRID | MACC SUPER GRID | BOLLINGTON (301435) | 0.4 | ELECTRICITY NORTH WEST LIMITED | PV | NO | 0 | 0 | 0.15 |  |  |  | 0 | 0 | 0 |  |  |  | 0 | 0 | 0 |  | CONNECTED | 0.15 | 0.14249999999999999 | 0.15 | 0.1292 | 0.136 | 2023-05-17 | 0 |  |  | 0 | 0 | [8 empty] | 2023-06-05 00:00:00 | 53.2913 | -2.1086
DATA NOT AVAILABLE | DATA NOT AVAILABLE | ENERGY FORCE | WIGAN FORD, MARTLAND BUSINESS PARK, CHALLENGE WAY, WIGAN |  |  | WIGAN | LANCASHIRE | WN5 0LD | ENGLAND | 356041 | 406458 | WASHWAY FARM GSP - KIRKBY GSP | ORRELL BSP | KITT GRN (200406) | 0.4 | ELECTRICITY NORTH WEST LIMITED | PV | NO | 0 | 0 | 0.05 |  |  |  | 0 | 0 | 0 |  |  |  | 0 | 0 | 0 |  | ACCEPTED TO CONNECT | 0 |  |  | 0 | 0 |  | 0.05 | 4.7500000000000001E-2 | 0.05 | 0.1235 | 0.13 | 2023-04-06 | [7 empty] | 2023-05-16 00:00:00 | 53.5529 | -2.665
DATA NOT AVAILABLE | DATA NOT AVAILABLE | ENERGY FORCE | BOLTON FORD, 54-56 HIGHER BRIDGE ST, BOLTON |  |  | BOLTON | LANCASHIRE | BL1 2HQ | ENGLAND | 371991 | 409830 | KEARSLEY GSP | BOLTON GRID | SPA RD (200102) | 0.4 | ELECTRICITY NORTH WEST LIMITED | PV | NO | 0 | 0 | 0.05 |  |  |  | 0 | 0 | 0 |  |  |  | 0 | 0 | 0 |  | ACCEPTED TO CONNECT | 0 |  |  | 0 | 0 |  | 0.05 | 4.7500000000000001E-2 | 0.05 | 0.114 | 0.12 | 2023-04-06 | [7 empty] | 2023-05-16 00:00:00 | 53.5843 | -2.4246
DATA NOT AVAILABLE | DATA NOT AVAILABLE |  | NELSON JLR, CHURCHILL WAY LOMESHAYE BUSINESS PARK, NELSON |  |  | NELSON | LANCASHIRE | BB9 6LL | ENGLAND | 384712 | 437259 | NELSON GSP | SPRING COTT | SPRING COTT | 0.4 | ELECTRICITY NORTH WEST LIMITED | PV | NO | 0 | 0 | 0.05 |  |  |  | 0 | 0 | 0 |  |  |  | 0 | 0 | 0 |  | ACCEPTED TO CONNECT | 0 |  |  | 0 | 0 |  | 0.05 | 4.7500000000000001E-2 | 0.05 | 0.1235 | 0.13 | 2023-03-21 | [7 empty] | 2023-05-16 00:00:00 | 53.8314 | -2.2338
DATA NOT AVAILABLE | DATA NOT AVAILABLE | ALT-ENERGI | DOBCROSS HALL LTD, MOSS SIDE, LAKERIGG, DALSTON, CARLISLE | DOBCROSS HALL FARM GAITSGILL DALSTON |  | CARLISLE | CUMBRIA | CA5 7AW | ENGLAND | 339999 | 545450 | HARKER - HUTTON | PENRITH BSP | HUTTON END | 0.4 | ELECTRICITY NORTH WEST LIMITED | PV | NO | 0 | 0 | 0.05 |  |  |  | 0 | 0 | 0 |  |  |  | 0 | 0 | 0 |  | CONNECTED | 0.05 |  |  | 0.1425 | 0.15 | 2023-01-26 | 0 |  |  | 0 | 0 | [8 empty] | 2023-05-16 00:00:00 | 54.8003 | -2.9349
DATA NOT AVAILABLE | DATA NOT AVAILABLE | ERS | BRENNAN ATKINSON INTERNATIONAL LTD UNIT 5 WARDLEY IND EST, HOLLOWAY DRIVE, WARDLEY, MANCHESTER, M28 2LA |  |  | MANCHESTER | LANCASHIRE | M28 2LA | ENGLAND | 376340 | 402141 | PADIHAM - ROCHDALE GSP | CASTLETON | CASTLETON PRIMARY (304881) | 11 | ELECTRICITY NORTH WEST LIMITED | PV | NO | 0 | 0 | 0.13 |  |  |  | 0 | 0 | 0 |  |  |  | 0 | 0 | 0 |  | ACCEPTED TO CONNECT | 0 |  |  | 0 | 0 |  | 0.13 | 0.1235 | 0.13 | 0.04845 | 0.051 | 2023-05-16 | [7 empty] | 2023-06-05 00:00:00 | 53.5154 | -2.3583
DATA NOT AVAILABLE | DATA NOT AVAILABLE | ROCHDALE BOROUGH COUNCIL | GREENBANK PRIMARY SCHOOL, GREENBANK ROAD, ROCHDALE |  |  | ROCHDALE | GREATER MANCHESTER | OL12 0HZ | ENGLAND | 389876 | 414469 | WHITEGATE GSP | CHADDERTON GRID | CHADDERTON (300029) | 0.4 | ELECTRICITY NORTH WEST LIMITED | PV | NO | 0 | 0 | 0.05 |  |  |  | 0 | 0 | 0 |  |  |  | 0 | 0 | 0 |  | ACCEPTED TO CONNECT | 0 |  |  | 0 | 0 |  | 0.05 | 4.7500000000000001E-2 | 0.05 | 0.076 | 0.08 | 2023-05-15 | [7 empty] | 2023-06-05 00:00:00 | 53.6267 | -2.1546
DATA NOT AVAILABLE | DATA NOT AVAILABLE | EMBER ENERGY LTD HAMILTON | BILLIES PV, SOCKBRIDGE HALL, TIRRIL, PENRITH, CUMBRIA |  |  | PENRITH | CUMBRIA | CA10 2JH | ENGLAND | 350355 | 526989 | BOLD | GOLBORNE | NEWTON LE WILLOWS (205307) | 0.4 | ELECTRICITY NORTH WEST LIMITED | PV | NO | 0 | 0 | 0.09 |  |  |  | 0 | 0 | 0 |  |  |  | 0 | 0 | 0 |  | ACCEPTED TO CONNECT | 0 |  |  | 0 | 0 |  | 0.09 | 3.7999999999999999E-2 | 0.04 | 0.057 | 0.06 | 2023-05-25 | [7 empty] | 2023-06-05 00:00:00 | 54.6356 | -2.7706
DATA NOT AVAILABLE | DATA NOT AVAILABLE | RYSE ENERGY UK LTD | HELMWYNDS CULGAITH |  |  | PENRITH | CUMBRIA | CA10 1QT | ENGLAND | 360507 | 529742 | HARKER - HUTTON | PENRITH BSP | KIRKBY STEPHEN (609660) | 0.4 | ELECTRICITY NORTH WEST LIMITED | PV | NO | 0 | 0 | 0.084 |  |  |  | 0 | 0 | 0 |  |  |  | 0 | 0 | 0 |  | CONNECTED | 0.084 | 4.2999999999999997E-2 | 4.2999999999999997E-2 | 0.001 | 0.001 | 2023-09-11 | 0 |  |  | 0 | 0 | [8 empty] | 2023-06-05 00:00:00 | 54.6612 | -2.6137
DATA NOT AVAILABLE | DATA NOT AVAILABLE | AB ENERGY CENTRE | NEW HALL FARM, SUNNYSLACK, MARYPORT |  |  | MARYPORT | CUMBRIA | CA15 7RL | ENGLAND | 306250 | 534427 | HARKER - HUTTON | STAINBURN | MARYPORT (609309) | 0.4 | ELECTRICITY NORTH WEST LIMITED | PV | NO | 0 | 0 | 0.2 |  |  |  | 0 | 0 | 0 |  |  |  | 0 | 0 | 0 |  | ACCEPTED TO CONNECT | 0 |  |  | 0 | 0 |  | 0.2 | 0.1444 | 0.152 | 0.1444 | 0.152 | 2022-09-16 | [7 empty] | 2023-06-05 00:00:00 | 54.6961 | -3.4561
DATA NOT AVAILABLE | DATA NOT AVAILABLE |  | CRYSTAL DOORS PHASE 3, 1-2 UNIT TRANS PENNINE TRADING ESTATE, ROCHDALE OL11 2PX |  |  | ROCHDALE | GREATER MANCHESTER | OL11 2PX | ENGLAND | 388980 | 411446 | BREDBURY | ADSWOOD GRID | CHEADLE HULME (100108) | 0.4 | ELECTRICITY NORTH WEST LIMITED | PV | NO | 0 | 0 | 0.115 |  |  |  | 0 | 0 | 0 |  |  |  | 0 | 0 | 0 |  | ACCEPTED TO CONNECT | 0 |  |  | 0 | 0 |  | 0.115 | 0.10925 | 0.115 | 0.1805 | 0.19 | 2019-10-11 | [7 empty] | 2023-06-05 00:00:00 | 53.5995 | -2.168
DATA NOT AVAILABLE | DATA NOT AVAILABLE | LOW CARBON ENERGY COMPANY | PANAZ LTD, BENTLEY WOOD WAY, BURNLEY |  |  | BURNLEY | LANCASHIRE | BB11 5ST | ENGLAND | 380671 | 431573 | PADIHAM - ROCHDALE GSP | HUNCOAT | COG LN (400054) | 0.4 | ELECTRICITY NORTH WEST LIMITED | PV | NO | 0 | 0 | 0.1 |  |  |  | 0 | 0 | 0 |  |  |  | 0 | 0 | 0 |  | ACCEPTED TO CONNECT | 0 |  |  | 0 | 0 |  | 0.1 | 0.1 | 0.1 | 0.2 | 0.2 | 2020-09-16 | [7 empty] | 2023-07-13 00:00:00 | 53.7801 | -2.2948
DATA NOT AVAILABLE | DATA NOT AVAILABLE | I & S J THRELKELD | INTACK FARM, SOUTHWAITE, CARLISLE |  |  | CARLISLE | CUMBRIA | CA4 0LH | ENGLAND | 343344 | 547542 | HARKER - HUTTON | PENRITH BSP | HUTTON END (609653) | 0.4 | ELECTRICITY NORTH WEST LIMITED | PV | NO | 0 | 0 | 0.05 |  |  |  | 0 | 0 | 0 |  |  |  | 0 | 0 | 0 |  | CONNECTED | 0.05 | 0.05 | 0.05 | 0.14 | 0.14 | 2023-06-14 | 0 |  |  | 0 | 0 | [8 empty] | 2023-08-14 00:00:00 | 54.8195 | -2.8832
DATA NOT AVAILABLE | DATA NOT AVAILABLE | ENERGY GAIN UK LTD | NORTH WEST AEROTOOLING LTD VICTORIA ROAD, DUCKINFIELD |  |  | DUCKINFIELD | MANCHESTER | SK16 4UP | ENGLAND | 394287 | 396589 | STALYBRIDGE | HYDE GRID | DUKINFIELD (302692) | 0.4 | ELECTRICITY NORTH WEST LIMITED | PV | NO | 0 | 0 | 0.16 |  |  |  | 0 | 0 | 0 |  |  |  | 0 | 0 | 0 |  | ACCEPTED TO CONNECT | 0 |  |  | 0 | 0 |  | 0.16 | 0.16 | 0.16 | 0.3 | 0.3 | 2023-06-15 | [7 empty] | 2023-07-13 00:00:00 | 53.466 | -2.0875
DATA NOT AVAILABLE | DATA NOT AVAILABLE | GO LOW CARBON LTD | BRIDGE END FARM, BASSENTHWAITE, KESWICK |  |  | KESWICK | CUMBRIA | CA12 4RD | ENGLAND | 320048 | 532236 | HARKER - HUTTON | STAINBURN | EMBLETON (609305) | 0.4 | ELECTRICITY NORTH WEST LIMITED | PV | NO | 0 | 0 | 0.05 |  |  |  | 0 | 0 | 0 |  |  |  | 0 | 0 | 0 |  | ACCEPTED TO CONNECT | 0 |  |  | 0 | 0 |  | 0.05 | 0.05 | 0.05 | 0.06 | 0.06 | 2023-02-22 | [7 empty] | 2023-07-13 00:00:00 | 54.6788 | -3.2415
DATA NOT AVAILABLE | DATA NOT AVAILABLE | YLEM ENERGY | CLAYTON HALL QUARRY, CHORLEY |  |  | CHORLEY | LANCASHIRE | PR6 7DX | ENGLAND | 356936 | 421803 | PENWORTHAM WEST GSP - STANAH | LEYLAND BSP | BUCKSHAW PRY (400212) | 11 | ELECTRICITY NORTH WEST LIMITED | LANDFILL GAS | NO | 0 | 0 | 0.5 |  |  |  | 0 | 0 | 0 |  |  |  | 0 | 0 | 0 |  | ACCEPTED TO CONNECT | 70 | 0.106 | 0.106 | 0.75 | 0.75 |  | 0.5 | 0.52600000000000002 | 0.52600000000000002 | 0.04 | 0.04 | 2021-04-30 | [7 empty] | 2023-07-13 00:00:00 | 53.6909 | -2.6536
DATA NOT AVAILABLE | DATA NOT AVAILABLE | ERS | BRENNAN ATKINSON INTERNATIONAL LTD UNIT 5 WARDLEY IND EST, HOLLOWAY DRIVE, WARDLEY, MANCHESTER, M28 2LA |  |  | WARDLEY | MANCHESTER | M28 2LA | ENGLAND | 376235 | 402101 | KEARSLEY LOCAL 33KV | KEARSLEY LOCAL 33KV | CARR ST (205306) | 11 | ELECTRICITY NORTH WEST LIMITED | PV | NO | 0 | 0 | 0.13 |  |  |  | 0 | 0 | 0 |  |  |  | 0 | 0 | 0 |  | ACCEPTED TO CONNECT | 0 |  |  | 0 | 0 |  | 0.13 | 0.13 | 0.13 | 0.051 | 0.051 | 2023-05-16 | [7 empty] | 2023-07-13 00:00:00 | 53.515 | -2.3599
DATA NOT AVAILABLE | DATA NOT AVAILABLE | LOW ENERGY SERVICES | UNIT 3 | WHITEBIRK DRIVE |  | BLACKBURN | LANCASHIRE | BB1 3NU | ENGLAND | 370356 | 429572 | PENWORTHAM EAST GSP - ROCHDALE GSP | BLACKBURN | BLACKBURN (400001) | 0.4 | ELECTRICITY NORTH WEST LIMITED | PV | NO | 0 | 0 | 0.09 |  |  |  | 0 | 0 | 0 |  |  |  | 0 | 0 | 0 | NO | ACCEPTED TO CONNECT | 0 |  |  | 0 | 0 |  | 0.09 | 0.09 | 0.09 | 0.09 | 0.11 | 2023-07-13 | [7 empty] | 2023-08-14 00:00:00 | 53.7617 | -2.4511
DATA NOT AVAILABLE | DATA NOT AVAILABLE | AL ROUND AIR SOURCE UK LTD | R. BRIGGS SHEET METAL FABRICATION | UNIT 2 | WELLINGTON STREET | CLAYTON-LE-MOORS | LANCASHIRE | BB5 5HU | ENGLAND | 374760 | 430959 | PADIHAM - ROCHDALE GSP | HUNCOAT | CLAYTON (400005) | 0.4 | ELECTRICITY NORTH WEST LIMITED | PV | NO | 0 | 0 | 0.05 |  |  |  | 0 | 0 | 0 |  |  |  | 0 | 0 | 0 | NO | ACCEPTED TO CONNECT | 0 |  |  | 0 | 0 |  | 0.05 | 0.05 | 0.05 | 0.05 | 0.09 | 2023-07-25 | [7 empty] | 2023-08-14 00:00:00 | 53.7744 | -2.3845
DATA NOT AVAILABLE | DATA NOT AVAILABLE | EMBER ENERGY | ROE FARM | CATTERALL LANE | CATTERALL | GARSTANG | LANCASHIRE | PR3 0PA | ENGLAND | 348040 | 441219 | PENWORTHAM EAST GSP - ROCHDALE GSP | RIBBLE GSP | CATTERALL WATER WKS (609912) | 0.4 | ELECTRICITY NORTH WEST LIMITED | PV | NO | 0 | 0 | 0.05 |  |  |  | 0 | 0 | 0 |  |  |  | 0 | 0 | 0 | NO | ACCEPTED TO CONNECT | 0 |  |  | 0 | 0 |  | 0.05 | 0.05 | 0.05 | 0.05 | 0.001 | 2023-07-28 | [7 empty] | 2023-08-14 00:00:00 | 53.8646 | -2.7916
DATA NOT AVAILABLE | DATA NOT AVAILABLE | CUSTOM SOLAR LTD | BROCOL HOUSE WIGAN, 71-73 KING STREET ,WIGAN | 71-73 KING STREET |  | WIGAN | LANCASHIRE | WN1 1EA | ENGLAND | 358494 | 405367 | WASHWAY FARM GSP - KIRKBY GSP | WIGAN GRID | GREEN ST (200410) | 0.4 | ELECTRICITY NORTH WEST LIMITED | PV | NO | 0 | 0 | 0.06 |  |  |  | 0 | 0 | 0 |  |  |  | 0 | 0 | 0 |  | ACCEPTED TO CONNECT | 0 |  |  | 0 | 0 |  | 0.06 | 0.06 | 0.06 | 0.133 | 0.133 | 2023-07-14 | [7 empty] | 2023-08-14 00:00:00 | 53.5433 | -2.6278
DATA NOT AVAILABLE | DATA NOT AVAILABLE | EV3POWER LTD | UNIT 49 | GLEBE ROAD |  | SKELMERSDALE | LANCASHIRE | WN8 9JP | ENGLAND | 348611 | 405661 | WASHWAY FARM GSP - KIRKBY GSP | SKELMERSDALE GRID | WILLOW HEY (200402) | 0.4 | ELECTRICITY NORTH WEST LIMITED | PV | NO | 0 | 0 | 0.05 |  |  |  | 0 | 0 | 0 |  |  |  | 0 | 0 | 0 |  | ACCEPTED TO CONNECT | 0 |  |  | 0 | 0 |  | 0.05 | 0.05 | 0.05 | 0.2 | 0.2 | 2023-05-12 | [7 empty] | 2023-08-14 00:00:00 | 53.5451 | -2.777
DATA NOT AVAILABLE | DATA NOT AVAILABLE | ASH INTEGRATED SERVICES LTD | STOCKPORT EXCHANGE CAR PARK | RAILWAY ROAD |  | STOCKPORT | CHESHIRE | SK1 3SW | ENGLAND | 389480 | 389889 | BREDBURY | ADSWOOD GRID | WINIFRED RD (301304) | 0.4 | ELECTRICITY NORTH WEST LIMITED | PV | NO | 0 | 0 | 0.08 |  |  |  | 0 | 0 | 0 |  |  |  | 0 | 0 | 0 |  | ACCEPTED TO CONNECT | 0 |  |  | 0 | 0 |  | 0.08 | 0.08 | 0.08 | 0.225 | 0.225 | 2023-05-10 | [7 empty] | 2023-08-14 00:00:00 | 53.4057 | -2.1597
DATA NOT AVAILABLE | DATA NOT AVAILABLE | NORTH LAKES ENERGY | LAND AT SANDSCALE PARK, (AREA B) |  |  | BARROW - IN - FURNESS | CUMBRIA | LA14 4QS | ENGLAND | 319568 | 473869 | DATA NOT AVAILABLE | DATA NOT AVAILABLE | BOWATERS 609002 | 11 | ELECTRICITY NORTH WEST LIMITED | PV | NO | 0 | 0 | 0.9 |  |  |  | 0 | 0 | 0 |  |  |  | 0 | 0 | 0 |  | ACCEPTED TO CONNECT | 0 |  |  | 0 | 0 |  | 0.9 | 0.9 | 0.9 | 0.1 | 0.1 | 2023-06-13 | [7 empty] | 2023-08-14 00:00:00 | 54.1543 | -3.2331
DATA NOT AVAILABLE | DATA NOT AVAILABLE |  | UNIT 1-2 TRANSPENNINE WAY | GORRELS WAY |  | ROCHDALE | GREATER MANCHESTER | OL11 2PX | ENGLAND | 388989 | 411404 | ROCHDALE SGTS 2 3 4 | CASTLETON | CASTLETON | 0.4 | ELECTRICITY NORTH WEST LIMITED | PV | NO | 0 | 0 | 0.09 |  |  |  | 0 | 0 | 0 |  |  |  | 0 | 0 | 0 |  | ACCEPTED TO CONNECT | 0 |  |  | 0 | 0 |  | 0.09 | 0.09 | 0.09 | 0.19 | 0.19 | 2020-02-13 | 2021-10-01 | [6 empty] | 2023-09-07 00:00:00 | 53.5991 | -2.1679
DATA NOT AVAILABLE | DATA NOT AVAILABLE | EMBER ENERGY LTD | SPRING BANK MILL | EVERY STREET |  | NELSON | LANCASHIRE | BB9 7DA | ENGLAND | 385257 | 437488 | PADIHAM | NELSON | CLOVER HILL | 6.6 | ELECTRICITY NORTH WEST LIMITED | PV | NO | 0 | 0 | 0.199 |  |  |  | 0 | 0 | 0 |  |  |  | 0 | 0 | 0 | NO | ACCEPTED TO CONNECT | 0 |  |  | 0 | 0 |  | 0.199 | 0.19900000000000001 | 0.19900000000000001 | 0.199 | 0.199 | 2023-08-03 | [7 empty] | 2023-09-22 00:00:00 | 53.8334 | -2.2255
DATA NOT AVAILABLE | DATA NOT AVAILABLE | GEO GREEN POWER LTD | VW BOLTON | MORRIS ROAD |  | BOLTON | GREATER MANCHESTER | BL2 2BL | ENGLAND | 372195 | 409463 | DATA NOT AVAILABLE | DATA NOT AVAILABLE | DATA NOT AVAILABLE | 0.4 | ELECTRICITY NORTH WEST LIMITED | PV | NO | 0 | 0 | 0.05 |  |  |  | 0 | 0 | 0 |  |  |  | 0 | 0 | 0 | NO | ACCEPTED TO CONNECT | 0 |  |  | 0 | 0 |  | 0.05 | 0.05 | 0.05 | 0.13 | 0.13 | 2023-08-14 | [7 empty] | 2023-09-22 00:00:00 | 53.581 | -2.4214
DATA NOT AVAILABLE | DATA NOT AVAILABLE | THE LOW CARBON ENERGY COMPANY | 20 LINDRED RD | BRIERFIELD |  | NELSON | LANCASHIRE | BB9 5SR | ENGLAND | 384396 | 437520 | DATA NOT AVAILABLE | DATA NOT AVAILABLE | DATA NOT AVAILABLE | DATA NOT AVAILABLE | ESP UTILITITES | PV | NO | 0 | 0 | 0.2 |  |  |  | 0 | 0 | 0 |  |  |  | 0 | 0 | 0 | NO | ACCEPTED TO CONNECT | 0 |  |  | 0 | 0 |  | 0.2 | 0.2 | 0.2 | 0.2 | 0.2 | 2023-08-07 | [7 empty] | 2023-09-22 00:00:00 | 53.8337 | -2.2386
DATA NOT AVAILABLE | DATA NOT AVAILABLE | MANCHESTER RENEWABLES LTD | HALBRO SPORTSWARE | 41 CHORLEY NEW RD |  | BOLTON | GREATER MANCHESTER | BL6 7JG | ENGLAND | 363492 | 411786 | KEARSLEY | WESTHOUGHTON | CROWN LANE | DATA NOT AVAILABLE | ELECTRICITY NORTH WEST LIMITED | PV | NO | 0 | 0 | 0.1 |  |  |  | 0 | 0 | 0 |  |  |  | 0 | 0 | 0 | NO | ACCEPTED TO CONNECT | 0 |  |  | 0 | 0 |  | 0.1 | 0.1 | 0.1 | 0.142 | 0.142 | 2023-08-09 | [7 empty] | 2023-09-22 00:00:00 | 53.6014 | -2.5532
DATA NOT AVAILABLE | DATA NOT AVAILABLE | ESP ELECTRICITY LTD | LV INTERIM MANCHESTER COLLEGE | HOLHEY DRIVE |  | MANCHESTER | GREATER MANCHESTER | M23 0DX | ENGLAND | 382135 | 390468 | DATA NOT AVAILABLE | DATA NOT AVAILABLE | DATA NOT AVAILABLE | DATA NOT AVAILABLE | ESP UTILITITES | PV | NO | 0 | 0 | 0.156 |  |  |  | 0 | 0 | 0 |  |  |  | 0 | 0 | 0 | NO | ACCEPTED TO CONNECT | 0 |  |  | 0 | 0 |  | 0.156 | 0.156 | 0.156 | 0.156 | 0.156 | 2023-08-03 | [7 empty] | 2023-09-22 00:00:00 | 53.4107 | -2.2702
DATA NOT AVAILABLE | DATA NOT AVAILABLE | GO GREEN SOLAR GROUP LTD | TWEDDLE FABRICATIONS LTD | HANGAR K1 | KIRKBRIDE | WIGTON | CUMBRIA | CA7 5HP | ENGLAND | 323438 | 554409 | HARKER/HUTTON | CARLISLE | WIGTON | 0.4 | ELECTRICITY NORTH WEST LIMITED | PV | NO | 0 | 0 | 0.094 |  |  |  | 0 | 0 | 0 |  |  |  | 0 | 0 | 0 | NO | ACCEPTED TO CONNECT | 0 |  |  | 0 | 0 |  | 0.094 | 9.4E-2 | 9.4E-2 | 0.094 | 0.094 | 2023-08-18 | [7 empty] | 2023-09-22 00:00:00 | 54.8786 | -3.1948
DATA NOT AVAILABLE | DATA NOT AVAILABLE | HOWPOW LTD | AQUINAS COLLEGE | NANGREAVE RD | HEAVILEY | STOCKPORT | CHESHIRE | SK2 6TH | ENGLAND | 390668 | 388751 | DATA NOT AVAILABLE | DATA NOT AVAILABLE | DATA NOT AVAILABLE | DATA NOT AVAILABLE | ELECTRICITY NORTH WEST LIMITED | PV | NO | 0 | 0 | 0.165 |  |  |  | 0 | 0 | 0 |  |  |  | 0 | 0 | 0 | NO | ACCEPTED TO CONNECT | 0 |  |  | 0 | 0 |  | 0.165 | 0.16500000000000001 | 0.16500000000000001 | 0.165 | 0.165 | 2023-08-21 | [7 empty] | 2023-09-22 00:00:00 | 53.3955 | -2.1418
DATA NOT AVAILABLE | DATA NOT AVAILABLE |  |  | SAINSBURYS WILMSLOW RD MANCHESTER | SAINSBURYS WILMSLOW RD MANCHESTER | MANCHESTER | GREATER MANCHESTER | M14 6SS | ENGLAND | 385649 | 393810 | SOUTH MANCHESTER GSP | WEST DIDSBURY GRID | FALLOWFIELD (100114) | 6.6 | ELECTRICITY NORTH WEST LIMITED | PV |  | 0 | 0 | 0.094 |  |  |  | 0 | 0 | 0 |  |  |  | 0 | 0 | 0 |  | CONNECTED | 0.0945 | 9.5000000000000001E-2 | 0.1 | 0.4275 | 0.45 | 2012-07-01 | 0 |  |  | 0 | 0 | [8 empty] | 2023-10-11 00:00:00 | 53.4409 | -2.2175
DATA NOT AVAILABLE | DATA NOT AVAILABLE |  | GMCA GREATER MANCHESTER POLICE BURY DHQ, DUNSTER ROAD, BURY | GMCA GREATER MANCHESTER POLICE BURY DHQ, DUNSTER ROAD, BURY |  | BURY | LANCASHIRE | BL9 0NL | ENGLAND | 380113 | 411086 | KEARSLEY GSP | BURY GRID | BURY TOWN CENTRE (200209) | 0.4 | ELECTRICITY NORTH WEST LIMITED | PV | NO | 0 | 0 | 0.092 |  |  |  | 0 | 0 | 0 |  |  |  | 0 | 0 | 0 |  | ACCEPTED TO CONNECT | 0 |  |  | 0 | 0 |  | 0.0925 | 8.5500000000000007E-2 | 0.09 | 0.3629 | 0.382 | 2021-06-03 | [7 empty] | 2023-10-11 00:00:00 | 53.596 | -2.302
DATA NOT AVAILABLE | DATA NOT AVAILABLE | WESTWOOD ENERGY LTD | SWARBRICK HALL FARM, WEETON, PRESTON | SWARBRICK HALL FARM, WEETON, PRESTON |  | PRESTON | LANCASHIRE | PR4 3JJ | ENGLAND | 339043 | 435845 | PENWORTHAM WEST GSP - STANAH | PEEL | MERESIDE (400123) | 0.4 | ELECTRICITY NORTH WEST LIMITED | PV | NO | 0 | 0 | 0.16 |  |  |  | 0 | 0 | 0 |  |  |  | 0 | 0 | 0 |  | ACCEPTED TO CONNECT | 0 |  |  | 0 | 0 |  | 0.16 | 0.11 | 0.11 | 0.14 | 0.14 | 2023-06-30 | [7 empty] | 2023-10-11 00:00:00 | 53.8153 | -2.9273
DATA NOT AVAILABLE | DATA NOT AVAILABLE | PK ENGINEERING | CRANSTONS FOODHALL, ULLSWATER ROAD, PENRITH | CRANSTONS FOODHALL, ULLSWATER ROAD, PENRITH |  | PENRITH | CUMBRIA | CA11 7EH | ENGLAND | 350918 | 529443 | DATA NOT AVAILABLE | DATA NOT AVAILABLE | DATA NOT AVAILABLE | 0.23 | ELECTRICITY NORTH WEST LIMITED | PV | NO | 0 | 0 | 0.09 |  |  |  | 0 | 0 | 0 |  |  |  | 0 | 0 | 0 |  | ACCEPTED TO CONNECT | 0 |  |  | 0 | 0 |  | 0.09 | 6.5000000000000002E-2 | 6.5000000000000002E-2 | 0.06 | 0.06 | 2023-07-19 | [7 empty] | 2023-10-11 00:00:00 | 54.6577 | -2.7623
DATA NOT AVAILABLE | DATA NOT AVAILABLE | T J HANDLEY ELECTRICAL CONTRACTING | CURWEN HILL FARM | HORNBY ROAD | WRAY |  | CUMBRIA | LA2 8JL | ENGLAND | 359275 | 467460 | HARKER/HUTTON | KENDAL | MELLING | 0.4 | ELECTRICITY NORTH WEST LIMITED | PV | NO | 0 | 0 | 0.177 |  |  |  | 0 | 0 | 0 |  |  |  | 0 | 0 | 0 | NO | ACCEPTED TO CONNECT | 0 |  |  | 0 | 0 |  | 0.177 | 0.17699999999999999 | 0.17699999999999999 | 0.06 | 0.06 | 2023-09-19 | [7 empty] | 2023-10-11 00:00:00 | 54.1014 | -2.6243
DATA NOT AVAILABLE | DATA NOT AVAILABLE | GO LOW CARBON LIMITED | BURLINGTON SLATE LTD | CAVENDISH HOUSE |  | KIRBY-IN-FURNESS | CUMBRIA | LA17 7UN | ENGLAND | 324902 | 484110 | HARKER/HUTTON | ULVERSTON | KIRKBY MOOR | DATA NOT AVAILABLE | ELECTRICITY NORTH WEST LIMITED | PV | NO | 0 | 0 | 0.2 |  |  |  | 0 | 0 | 0 |  |  |  | 0 | 0 | 0 | NO | ACCEPTED TO CONNECT | 0 |  |  | 0 | 0 |  | 0.2 | 0.2 | 0.2 | 0.594 | 0.594 | 2023-09-01 | [7 empty] | 2023-10-11 00:00:00 | 54.2471 | -3.154
DATA NOT AVAILABLE | DATA NOT AVAILABLE | EVO ENERGY | ARMADILLO MACCLESFIELD | FENCE AVENUE |  | MACCLESFIELD | GREATER MANCHESTER | SK10 1LT | ENGLAND | 392239 | 374029 | DATA NOT AVAILABLE | DATA NOT AVAILABLE | DATA NOT AVAILABLE | 0.4 | ELECTRICITY NORTH WEST LIMITED | PV | NO | 0 | 0 | 0.15 |  |  |  | 0 | 0 | 0 |  |  |  | 0 | 0 | 0 | NO | ACCEPTED TO CONNECT | 0 |  |  | 0 | 0 |  | 0.15 | 0.15 | 0.15 | 0.15 | 0.15 | 2023-09-19 | [7 empty] | 2023-10-11 00:00:00 | 53.2632 | -2.1178
DATA NOT AVAILABLE | DATA NOT AVAILABLE | THOMPSON CONTRACTS BLACKPOOL | DALE FARM | CLIFTON ROAD |  | BLACKPOOL | LANCASHIRE | FY4 4QA | ENGLAND | 333735 | 434077 | STANAH/PENW WEST | PEEL | MERESIDE | DATA NOT AVAILABLE | ELECTRICITY NORTH WEST LIMITED | PV | NO | 0 | 0 | 0.08 |  |  |  | 0 | 0 | 0 |  |  |  | 0 | 0 | 0 | NO | ACCEPTED TO CONNECT | 0 |  |  | 0 | 0 |  | 0.08 | 0.08 | 0.08 | 0.08 | 0.08 | 2023-09-01 | [7 empty] | 2023-10-11 00:00:00 | 53.7988 | -3.0075
DATA NOT AVAILABLE | DATA NOT AVAILABLE | ENVO ENERGY (UK) LTD | HAMILTON HOUSE, CHURCH ST, ALTRINCHAM, WA14 4DR |  |  | ALTRINCHAM | GREATER MANCHESTER | WA14 4DR | ENGLAND | 376766 | 388365 | CARRINGTON | ALTRINCHAM GRID | BROADHEATH (100134) | 0.4 | ELECTRICITY NORTH WEST LIMITED | PV | NO | 0 | 0 | 0.06 |  |  |  | 0 | 0 | 0 |  |  |  | 0 | 0 | 0 |  | CONNECTED | 0.06 | 0.108 | 0.108 | 0.108 | 0.108 | 2023-10-05 | 0 |  |  | 0 | 0 | [8 empty] | 2023-11-10 00:00:00 | 53.3916 | -2.3508
DATA NOT AVAILABLE | DATA NOT AVAILABLE | CLEAN ENERGY CONTRACTORS LTD | CHEADLE UPPERROOMS , THE UPPER ROOM, 11A WILSMLOW RD, SK8 1DW |  |  | CHEADLE | GREATER MANCHESTER | SK8 1DW | ENGLAND | 385670 | 388514 | SOUTH MANCHESTER GSP | MOSS NOOK GRID | HIGHER MILL (100118) | 0.4 | ELECTRICITY NORTH WEST LIMITED | PV | NO | 0 | 0 | 0.05 |  |  |  | 0 | 0 | 0 |  |  |  | 0 | 0 | 0 |  | CONNECTED | 0.05 | 0.06 | 0.06 | 0.06 | 0.06 | 2023-10-04 | 0 |  |  | 0 | 0 | [8 empty] | 2023-11-10 00:00:00 | 53.3933 | -2.217
DATA NOT AVAILABLE | DATA NOT AVAILABLE | SHAWTON ENERGY ENGINEERING | BEP SURFACE TECH ETON HILL ROAD, RADCLIFFE, M26 2XT |  |  | RADCLIFFE | GREATER MANCHESTER | M26 2XT | ENGLAND | 379401 | 408308 | KEARSLEY GSP | BURY GRID | DUMERS LN (200214) | 6.6 | ELECTRICITY NORTH WEST LIMITED | PV | NO | 0 | 0 | 0.099 |  |  |  | 0 | 0 | 0 |  |  |  | 0 | 0 | 0 |  | CONNECTED | 0.099 | 0.5 | 0.5 | 0.5 | 0.5 | 2023-10-11 | 0 |  |  | 0 | 0 | [8 empty] | 2023-11-10 00:00:00 | 53.571 | -2.3125
DATA NOT AVAILABLE | DATA NOT AVAILABLE | HELEC LTD | ARMATHWAITE HALL HOTEL |  |  | KESWICK | CUMBRIA | CA12 4RE | ENGLAND | 320614 | 532458 | HARKER/HUTTON | STAINBURN & SIDDICK | EMBLETON | 0 | ELECTRICITY NORTH WEST LIMITED | NATURAL GAS | NO | 0 | 0 | 0.2 |  |  |  | 0 | 0 | 0 |  |  |  | 0 | 0 | 0 | NO | ACCEPTED TO CONNECT | 0 |  |  | 0 | 0 |  | 0.2 | 0.2 | 0.2 | 0.2 | 0.2 | 2023-10-16 | [7 empty] | 2023-11-10 00:00:00 | 54.6809 | -3.2328
DATA NOT AVAILABLE | DATA NOT AVAILABLE | ILKESTON POWER LIMITED | GRAPHITE WAY "A" (BESS) | SITE A ILKESTON POWER LTD | GRAPHITE WAY | HADFIELD | CHESHIRE | SK13 1QH | ENGLAND | 401493 | 396595 | STALYBRIDGE | HYDE | HADFIELD | 11 | ELECTRICITY NORTH WEST LIMITED | BATTERY | NO | 0 | 0 | 0.95 |  |  |  | 0 | 0 | 0 |  |  |  | 0 | 0 | 0 | NO | ACCEPTED TO CONNECT | 0 |  |  | 0 | 0 |  | 0.95 | 0.95 | 0.95 | 0.95 | 0.95 | 2023-10-24 | [7 empty] | 2023-11-10 00:00:00 | 53.4661 | -1.979
DATA NOT AVAILABLE | DATA NOT AVAILABLE | B GREENN LTD | KASHMIR WATAN FOODS | KENT STREET |  | PRESTON | LANCASHIRE | PR1 1PJ | ENGLAND | 354037 | 430224 | PENWORTHAM EAST | PRESTON EAST | DODGSON RD | 0 | ELECTRICITY NORTH WEST LIMITED | PV | NO | 0 | 0 | 0.08 |  |  |  | 0 | 0 | 0 |  |  |  | 0 | 0 | 0 | NO | ACCEPTED TO CONNECT | 0 |  |  | 0 | 0 |  | 0.08 | 0.08 | 0.08 | 0.08 | 0.08 | 2023-10-25 | [7 empty] | 2023-11-10 00:00:00 | 53.7663 | -2.6988
DATA NOT AVAILABLE | DATA NOT AVAILABLE | EMBER ENERGY | WHITE LUND FARM, MELLISHAW LANE, MORECAMBE, LANCASHIRE |  |  | MORECAMBE | LANCASHIRE | LA3 3FB | ENGLAND | 343854 | 462665 | HEYSHAM | LANCASTER | WESTGATE | 0.4 | ELECTRICITY NORTH WEST LIMITED | PV | NO | 0 | 0 | 0.05 |  |  |  | 0 | 0 | 0 |  |  |  | 0 | 0 | 0 |  | CONNECTED | 0.05 | 0.02 | 0.02 | 0.001 | 0.001 | 2023-07-18 | 0 |  |  | 0 | 0 | [8 empty] | 2023-11-10 00:00:00 | 54.0569 | -2.8592
DATA NOT AVAILABLE | DATA NOT AVAILABLE | NORTHERN SOLAR | MARPLE SIXTH FORM COLLEGE BUXTON LANE, MARPLE |  |  | MARPLE | GREATER MANCHESTER | SK6 7QY | ENGLAND | 395358 | 388251 | BREDBURY | HAZEL GROVE GRID | HAWK GREEN | 0.4 | ELECTRICITY NORTH WEST LIMITED | PV | NO | 0 | 0 | 0.05 |  |  |  | 0 | 0 | 0 |  |  |  | 0 | 0 | 0 |  | CONNECTED | 0.05 |  |  | 0.001 | 0.001 | 2023-10-12 | 0 |  |  | 0 | 0 | [8 empty] | 2023-11-10 00:00:00 | 53.3911 | -2.0713
DATA NOT AVAILABLE | DATA NOT AVAILABLE | KINGMOOR PARK PROPERTIES | KINGMOOR PARK, KINGSTOWN |  |  | CARLISLE | CUMBRIA | CA6 4DE | ENGLAND | 338414 | 560268 | HARKER - HUTTON | CARLISLE 33KV | CARLISLE NORTH BSP (609595) | 11 | ELECTRICITY NORTH WEST LIMITED | PV | NO | 0 | 0 | 0.8 |  |  |  | 0 | 0 | 0 |  |  |  | 0 | 0 | 0 |  | CONNECTED | 0.8 | 0.999 | 0.999 | 1.5 | 1.5 | 2023-08-01 | 0 |  |  | 0 | 0 | [8 empty] | 2023-12-14 00:00:00 | 54.9333 | -2.9627
DATA NOT AVAILABLE | DATA NOT AVAILABLE | JONES ELECTRIC | THEROMOFISHER LTD SHORE ROAD, HEYSHAM, MORECAMBE |  |  | MORECAMBE | LANCASHIRE | LA3 2XY | ENGLAND | 340921 | 460563 | HEYSHAM | TRIMPELL | TRIMPELL (609918) | 0.4 | ELECTRICITY NORTH WEST LIMITED | PV | NO | 0 | 0 | 0.39 |  |  |  | 0 | 0 | 0 |  |  |  | 0 | 0 | 0 |  | ACCEPTED TO CONNECT | 0 |  |  | 0 | 0 |  | 0.39 | 0.2 | 0.2 | 0.436 | 0.436 | 2023-08-21 | [7 empty] | 2023-12-14 00:00:00 | 54.0376 | -2.9036
DATA NOT AVAILABLE | DATA NOT AVAILABLE | WATT ENERGY SAVER | WHITWORTH HIGH SCHOOL, HALL FOLD, WHITWORTH, ROCHDALE |  |  | ROCHDALE | LANCASHIRE | OL12 8TS | ENGLAND | 388210 | 417960 | PADIHAM - ROCHDALE GSP | ROCHDALE CENTRAL | WHITWORTH (304887) | 0.4 | ELECTRICITY NORTH WEST LIMITED | PV | NO | 0 | 0 | 0.308 |  |  |  | 0 | 0 | 0 |  |  |  | 0 | 0 | 0 |  | ACCEPTED TO CONNECT | 0 |  |  | 0 | 0 |  | 0.308 | 0.308 | 0.308 | 0.65 | 0.65 | 2023-01-20 | [7 empty] | 2023-12-14 00:00:00 | 53.658 | -2.1799
DATA NOT AVAILABLE | DATA NOT AVAILABLE | CENTRICA BUSINESS SOLUTIONS UK LTD | CLINICAL SCIENCES, BUILDING, FLOATS RD |  |  | MANCHESTER | GREATER MANCHESTER | M23 9LT | ENGLAND | 380416 | 388265 | CARRINGTON | ALTRINCHAM GRID | MEDIPARK (100030) | 0.4 | ELECTRICITY NORTH WEST LIMITED | PV | NO | 0 | 0 | 0.067 |  |  |  | 0 | 0 | 0 |  |  |  | 0 | 0 | 0 |  | CONNECTED | 0.067 | 6.7000000000000004E-2 | 6.7000000000000004E-2 | 0.556 | 0.556 | 2023-05-24 | 0 |  |  | 0 | 0 | [8 empty] | 2023-12-14 00:00:00 | 53.3909 | -2.2959
DATA NOT AVAILABLE | DATA NOT AVAILABLE | ENERGY GAIN UK LTD | HYDE AERO PRODUCTS LTD, TUDOR WORKS, ASHTON STREET, DUCKINFIELD |  |  | DUCKINFIELD | CHESHIRE | SK16 4RR | ENGLAND | 393327 | 397022 | STALYBRIDGE | HYDE GRID | DUKINFIELD (302692) | 0.4 | ELECTRICITY NORTH WEST LIMITED | PV | NO | 0 | 0 | 0.3 |  |  |  | 0 | 0 | 0 |  |  |  | 0 | 0 | 0 |  | ACCEPTED TO CONNECT | 0 |  |  | 0 | 0 |  | 0.3 | 0.19900000000000001 | 0.19900000000000001 | 0.4 | 0.4 | 2022-08-25 | [7 empty] | 2023-12-14 00:00:00 | 53.4699 | -2.102
DATA NOT AVAILABLE | DATA NOT AVAILABLE | DIRECTOR OF ESTATES REDEVELOPMENT | WHITWORTH HOUSE, ASHTON OLD ROAD, OPENSHAW, MANCHESTER |  |  | MANCHESTER | GREATER MANCHESTER | M11 2WH | ENGLAND | 387773 | 397260 | STALYBRIDGE | STUART ST GRID | BRADFORD (100106) | 6.6 | ELECTRICITY NORTH WEST LIMITED | PV | NO | 0 | 0 | 0.33 |  |  |  | 0 | 0 | 0 |  |  |  | 0 | 0 | 0 |  | ACCEPTED TO CONNECT | 0 |  |  | 0 | 0 |  | 0.33 | 0.33 | 0.33 | 0.674 | 0.674 | 2022-08-18 | [7 empty] | 2023-12-14 00:00:00 | 53.4719 | -2.1857
DATA NOT AVAILABLE | DATA NOT AVAILABLE | MATRIX GROUP | FRED LONGWORTH HIGH SCHOOL, PRINTSHOP LANE TYLDESLEY, MANCHESTER |  |  | MANCHESTER | GREATER MANCHESTER | M28 8JN | ENGLAND | 368520 | 402043 | KEARSLEY GSP | ATHERTON | ATHERTON TOWN CENTRE (205318) | 11 | ELECTRICITY NORTH WEST LIMITED | PV | NO | 0 | 0 | 0.422 |  |  |  | 0 | 0 | 0 |  |  |  | 0 | 0 | 0 |  | ACCEPTED TO CONNECT | 0 |  |  | 0 | 0 |  | 0.422 | 0.42199999999999999 | 0.42199999999999999 | 1 | 1 | 2022-10-25 | [7 empty] | 2023-12-14 00:00:00 | 53.5141 | -2.4762
DATA NOT AVAILABLE | DATA NOT AVAILABLE | GEO GREEN POWER | AUDI AUC, STOCKPORT ROAD, HYDE |  |  | MANCHESTER | GREATER MANCHESTER | SK14 5ET | ENGLAND | 394973 | 393263 | STALYBRIDGE | HYDE GRID | HYDE (300061) | 0.4 | ELECTRICITY NORTH WEST LIMITED | PV | NO | 0 | 0 | 0.05 |  |  |  | 0 | 0 | 0 |  |  |  | 0 | 0 | 0 |  | CONNECTED | 0.05 | 0.05 | 0.05 | 0.06 | 0.06 | 2023-02-20 | 0 |  |  | 0 | 0 | [8 empty] | 2023-12-14 00:00:00 | 53.4361 | -2.0771
DATA NOT AVAILABLE | DATA NOT AVAILABLE | SYZYGY CONSULTING | EMPIRE COURT, TRAFFORD PARK, MANCHESTER |  |  | MANCHESTER | GREATER MANCHESTER | M17 1TN | ENGLAND | 379703 | 396411 | SOUTH MANCHESTER GSP | STRETFORD GRID | TRAFFORD (100634) | 0.4 | ELECTRICITY NORTH WEST LIMITED | PV | NO | 0 | 0 | 0.199 |  |  |  | 0 | 0 | 0 |  |  |  | 0 | 0 | 0 |  | CONNECTED | 0.199 | 0.19900000000000001 | 0.19900000000000001 | 0.25 | 0.25 | 2023-08-31 | 0 |  |  | 0 | 0 | [8 empty] | 2023-12-14 00:00:00 | 53.464 | -2.3072
DATA NOT AVAILABLE | DATA NOT AVAILABLE | HARVEST GREEN DEVELOPMENTS LIMITED | CHRISTEYNS CLOVER |  |  | WHALEY BRIDGE | DERBYSHIRE | SK23 7DQ | ENGLAND | 400994 | 380513 | STALYBRIDGE | NEW MILLS | GOWHOLE (301671) | 11 | ELECTRICITY NORTH WEST LIMITED | PV | NO | 0 | 0 | 0.25 |  |  |  | 0 | 0 | 0 |  |  |  | 0 | 0 | 0 |  | CONNECTED | 0.25 | 0.19900000000000001 | 0.19900000000000001 | 0.23 | 0.23 | 2023-05-26 | 0 |  |  | 0 | 0 | [8 empty] | 2023-12-14 00:00:00 | 53.3215 | -1.9865
DATA NOT AVAILABLE | DATA NOT AVAILABLE | SOLAR CROWN COMMERCIAL | PARFETT, DIDSBURY ROAD, STOCKPORT |  |  | STOCKPORT | CHESHIRE | SK4 2JP | ENGLAND | 388558 | 390452 | BREDBURY | ADSWOOD GRID | BRINKSWAY (303222) | 0.4 | ELECTRICITY NORTH WEST LIMITED | PV | NO | 0 | 0 | 0.36 |  |  |  | 0 | 0 | 0 |  |  |  | 0 | 0 | 0 |  | CONNECTED | 0.36 | 0.2 | 0.2 | 0.25 | 0.25 | 2023-07-28 | 0 |  |  | 0 | 0 | [8 empty] | 2023-12-14 00:00:00 | 53.4108 | -2.1736
DATA NOT AVAILABLE | DATA NOT AVAILABLE | CENTRECO UK LIMITED | STANDFAST & BARRACKS FABRIC PRINTING CO LTD, CATON RD, LANCASTER |  |  | LANCASTER | LANCASHIRE | LA1 3PA | ENGLAND | 348659 | 463027 | HEYSHAM | LANCASTER | SPRING GDN ST (609906) | 11 | ELECTRICITY NORTH WEST LIMITED | PV | NO | 0 | 0 | 0.54 |  |  |  | 0 | 0 | 0 |  |  |  | 0 | 0 | 0 |  | ACCEPTED TO CONNECT | 0 |  |  | 0 | 0 |  | 0.54 | 0.2 | 0.2 | 1.8 | 1.8 | 2023-04-24 | [7 empty] | 2023-12-14 00:00:00 | 54.0606 | -2.7859
DATA NOT AVAILABLE | DATA NOT AVAILABLE | E.ON UK HEAT LTD | BLUEBELL FRESH FOOD CENTRE, BLUEBELL WAY, RIBBLETON, PRESTON |  |  | PRESTON | LANCASHIRE | PR2 5PY | ENGLAND | 357618 | 432597 | PENWORTHAM EAST GSP - ROCHDALE GSP | PRESTON EAST BSP | RIBBLETON (400410) | 6.6 | ELECTRICITY NORTH WEST LIMITED | PV | NO | 0 | 0 | 0.86 |  |  |  | 0 | 0 | 0 |  |  |  | 0 | 0 | 0 |  | ACCEPTED TO CONNECT | 0 |  |  | 0 | 0 |  | 0.86 | 0.2 | 0.2 | 1 | 1 | 2023-10-19 | [7 empty] | 2023-12-14 00:00:00 | 53.788 | -2.6448
DATA NOT AVAILABLE | DATA NOT AVAILABLE | ENVIRONMENTAL ROOFING SERVICES | NW METALS SECTIONS, 4 GLEBE ROAD, SKELMERSDALE |  |  | SKELMERSDALE | LANCASHIRE | WN8 9JP | ENGLAND | 348465 | 405736 | WASHWAY FARM GSP - KIRKBY GSP | SKELMERSDALE GRID | WILLOW HEY (200402) | 0.4 | ELECTRICITY NORTH WEST LIMITED | PV | NO | 0 | 0 | 0.05 |  |  |  | 0 | 0 | 0 |  |  |  | 0 | 0 | 0 |  | ACCEPTED TO CONNECT | 0 |  |  | 0 | 0 |  | 0.05 | 0.05 | 0.05 | 0.06 | 0.06 | 2023-02-13 | [7 empty] | 2023-12-14 00:00:00 | 53.5457 | -2.7792
DATA NOT AVAILABLE | DATA NOT AVAILABLE | BOARDWALK CONSTRUCTION LTD | MENZOLIT, BAXTER WORKS, FARRINGTON ROAD INDUSTRIAL ESTATE, BURNLEY |  |  | BURNLEY | LANCASHIRE | BB11 5SY | ENGLAND | 382205 | 431529 | PADIHAM - ROCHDALE GSP | HUNCOAT | COG LN (400054) | 6.6 | ELECTRICITY NORTH WEST LIMITED | PV | NO | 0 | 0 | 0.3 |  |  |  | 0 | 0 | 0 |  |  |  | 0 | 0 | 0 |  | ACCEPTED TO CONNECT | 0 |  |  | 0 | 0 |  | 0.3 | 0.2 | 0.2 | 1.1 | 1.1 | 2023-03-29 | [7 empty] | 2023-12-14 00:00:00 | 53.7798 | -2.2715
DATA NOT AVAILABLE | DATA NOT AVAILABLE | EMTEC ENERGY | NUMECH ENGINEERING,STANLEY ST,WORKINGTON |  |  | WORKINGTON | CUMBRIA | CA14 2JD | ENGLAND | 299370 | 528909 | HARKER - HUTTON | STAINBURN | ANNIE PIT (609303) | 0.4 | ELECTRICITY NORTH WEST LIMITED | PV | NO | 0 | 0 | 0.12 |  |  |  | 0 | 0 | 0 |  |  |  | 0 | 0 | 0 |  | ACCEPTED TO CONNECT | 0 |  |  | 0 | 0 |  | 0.12 | 0.06 | 0.06 | 0.13 | 0.13 | 2023-08-09 | [7 empty] | 2023-12-14 00:00:00 | 54.6452 | -3.5609
DATA NOT AVAILABLE | DATA NOT AVAILABLE | WILLZET LTD | GET, BLACKBURN ROAD - SIMONSTONE |  |  | BURNLEY | LANCASHIRE | BB12 7TY | ENGLAND | 378175 | 433376 | PADIHAM - ROCHDALE GSP | PADIHAM BSP | PADIHAM BSP (400071) | 11 | ELECTRICITY NORTH WEST LIMITED | PV | NO | 0 | 0 | 0.66 |  |  |  | 0 | 0 | 0 |  |  |  | 0 | 0 | 0 |  | CONNECTED | 0.66 | 0.2 | 0.2 | 0.75 | 0.75 | 2023-09-01 | 0 |  |  | 0 | 0 | [8 empty] | 2023-12-14 00:00:00 | 53.7962 | -2.3328
DATA NOT AVAILABLE | DATA NOT AVAILABLE | CLARKE OPTMAL SERVICES LTD | THE FERMAIN ACADEMY BESWICK ST, MACCLESFIELD |  |  | MACCLESFIELD | CHESHIRE | SK11 8JF | ENGLAND | 390842 | 373302 | MACC SUPER GRID | MACC SUPER GRID | SOUTH WEST MACC (302660) | 0.4 | ELECTRICITY NORTH WEST LIMITED | PV | NO | 0 | 0 | 0.05 |  |  |  | 0 | 0 | 0 |  |  |  | 0 | 0 | 0 |  | CONNECTED | 0.05 | 0.05 | 0.05 | 0.06 | 0.06 | 2023-11-28 | 0 |  |  | 0 | 0 | [8 empty] | 2023-12-14 00:00:00 | 53.2566 | -2.1387
DATA NOT AVAILABLE | DATA NOT AVAILABLE | MANCHESTER RENEWABLES | 41 CHORLEY NEW RD BOLTON |  |  | BOLTON | LANCASHIRE | BL6 7JG | ENGLAND | 363632 | 411811 | KEARSLEY GSP | WESTHOUGHTON | CROWN LN (200112) | 11 | ELECTRICITY NORTH WEST LIMITED | PV | NO | 0 | 0 | 0.1 |  |  |  | 0 | 0 | 0 |  |  |  | 0 | 0 | 0 |  | ACCEPTED TO CONNECT | 0 |  |  | 0 | 0 |  | 0.1 | 0.1 | 0.1 | 0.142 | 0.142 | 2023-08-09 | [7 empty] | 2023-12-14 00:00:00 | 53.6016 | -2.551
DATA NOT AVAILABLE | DATA NOT AVAILABLE | B GREENN LIMITED | DARUL MADINAH | GRANVILLE RD |  | BLACKBURN | LANCASHIRE | BB2 6HD | ENGLAND | 367073 | 428588 | DATA NOT AVAILABLE | DATA NOT AVAILABLE | DATA NOT AVAILABLE | 6.6 | ELECTRICITY NORTH WEST LIMITED | PV | NO | 0 | 0 | 0.05 |  |  |  | 0 | 0 | 0 |  |  |  | 0 | 0 | 0 | NO | ACCEPTED TO CONNECT | 0 |  |  | 0 | 0 |  | 0.05 | 0.05 | 0.05 | 0.06 | 0.06 | 2023-11-14 | [7 empty] | 2023-11-21 00:00:00 | 53.7526 | -2.5008
DATA NOT AVAILABLE | DATA NOT AVAILABLE | ONE ELECTRICAL | TUMBLES | UNIT B2(2) | MOSS INDUSTRIAL ESTATE | LEIGH | LANCASHIRE | WN7 3PT | ENGLAND | 363518 | 398115 | BOLD | GOLBORNE | GOLBORNE | 0.4 | ELECTRICITY NORTH WEST LIMITED | PV | NO | 0 | 0 | 0.04 |  |  |  | 0 | 0 | 0 |  |  |  | 0 | 0 | 0 | NO | ACCEPTED TO CONNECT | 0 |  |  | 0 | 0 |  | 0.04 | 0.04 | 0.04 | 0.06 | 0.06 | 2023-11-08 | [7 empty] | 2023-11-21 00:00:00 | 53.4785 | -2.5512
DATA NOT AVAILABLE | DATA NOT AVAILABLE | ONE ELECTRICAL | ASHCROFT MINI TRAVEL | UNIT B14 | MOSS INDUSTRIAL ESTATE | LEIGH | LANCASHIRE | WN7 3PT | ENGLAND | 363465 | 398164 | BOLD | GOLBORNE | GOLBORNE | 0.4 | ELECTRICITY NORTH WEST LIMITED | PV | NO | 0 | 0 | 0.015 |  |  |  | 0 | 0 | 0 |  |  |  | 0 | 0 | 0 | NO | ACCEPTED TO CONNECT | 0 |  |  | 0 | 0 |  | 0.015 | 1.4999999999999999E-2 | 1.4999999999999999E-2 | 0.06 | 0.06 | 2023-11-08 | [7 empty] | 2023-11-21 00:00:00 | 53.4789 | -2.552
DATA NOT AVAILABLE | DATA NOT AVAILABLE | ONE ELECTRICAL | AUTO EXTRACT SYSTEMS LTD | D16 RIVINGTON COURT | MOSS INDUSTRIAL ESTATE | LEIGH | LANCASHIRE | WN7 3PT | ENGLAND | 363459 | 398163 | BOLD | GOLBORNE | GOLBORNE | 0.4 | ELECTRICITY NORTH WEST LIMITED | PV | NO | 0 | 0 | 0.025 |  |  |  | 0 | 0 | 0 |  |  |  | 0 | 0 | 0 | NO | ACCEPTED TO CONNECT | 0 |  |  | 0 | 0 |  | 0.025 | 2.5000000000000001E-2 | 2.5000000000000001E-2 | 0.06 | 0.06 | 2023-11-09 | [7 empty] | 2023-11-21 00:00:00 | 53.4789 | -2.5521
DATA NOT AVAILABLE | DATA NOT AVAILABLE | EON ENERGY INSTALLATION SERVICES LTD | HILL FARM BUNGALOW |  | CROSBY | MARYPORT | CUMBRIA | CA15 6SP | ENGLAND | 307436 | 538282 | HARKER/HUTTON | STAINBURN & SIDDICK | MARYPORT | 0.4 | ELECTRICITY NORTH WEST LIMITED | PV | NO | 0 | 0 | 0.015 |  |  |  | 0 | 0 | 0 |  |  |  | 0 | 0 | 0 | NO | ACCEPTED TO CONNECT | 0 |  |  | 0 | 0 |  | 0.015 | 1.4999999999999999E-2 | 1.4999999999999999E-2 | 0.06 | 0.06 | 2023-11-09 | [7 empty] | 2023-11-21 00:00:00 | 54.731 | -3.439
DATA NOT AVAILABLE | DATA NOT AVAILABLE | EMBER ENERGY | HENRY BANKS AND SONS | 68 HALL CARR LANE |  | PRESTON | LANCASHIRE | PR4 5JL | ENGLAND | 347457 | 424402 | PENWORTHAM WEST | WRIGHTINGTON | TARLETON | 0.4 | ELECTRICITY NORTH WEST LIMITED | PV | NO | 0 | 0 | 0.019 |  |  |  | 0 | 0 | 0 |  |  |  | 0 | 0 | 0 | NO | ACCEPTED TO CONNECT | 0 |  |  | 0 | 0 |  | 0.019 | 1.9E-2 | 1.9E-2 | 0.06 | 0.06 | 2023-11-07 | [7 empty] | 2023-11-21 00:00:00 | 53.7134 | -2.7976
DATA NOT AVAILABLE | DATA NOT AVAILABLE | EMBER ENERGY | FOBER FARM |  | NEWTON-IN-BOWLAND | CLITHEROE | LANCASHIRE | BB7 3ED | ENGLAND | 368736 | 450130 | PADIHAM | PADIHAM | RIBBLESDALE T14 | 0.4 | ELECTRICITY NORTH WEST LIMITED | PV | NO | 0 | 0 | 0.015 |  |  |  | 0 | 0 | 0 |  |  |  | 0 | 0 | 0 | NO | ACCEPTED TO CONNECT | 0 |  |  | 0 | 0 |  | 0.015 | 1.4999999999999999E-2 | 1.4999999999999999E-2 | 0.06 | 0.06 | 2023-11-03 | [7 empty] | 2023-11-21 00:00:00 | 53.9463 | -2.4778
DATA NOT AVAILABLE | DATA NOT AVAILABLE | UCS RENEWABLES | KOMATSU FOREST LTD | CARLISLE AIRPORT |  | CARLISLE | CUMBRIA | CA6 4NW | ENGLAND | 347483 | 560643 | HARKER/HUTTON | PENRITH/SHAP | LITTLE SALKELD | 0.4 | ELECTRICITY NORTH WEST LIMITED | PV | NO | 0 | 0 | 0.036 |  |  |  | 0 | 0 | 0 |  |  |  | 0 | 0 | 0 | NO | ACCEPTED TO CONNECT | 0 |  |  | 0 | 0 |  | 0.036 | 3.5999999999999997E-2 | 3.5999999999999997E-2 | 0.145 | 0.145 | 2023-11-06 | [7 empty] | 2023-11-21 00:00:00 | 54.9377 | -2.8212
DATA NOT AVAILABLE | DATA NOT AVAILABLE | ONE ENERGY PROJECTS | UNIT E13 MOSS INDUSTRIAL ESTATE |  |  | LEIGH | LANCASHIRE | WN7 3PT | ENGLAND | 364026 | 398337 | BOLD | GOLBORNE | GOLBORNE | 0.23 | ELECTRICITY NORTH WEST LIMITED | PV | NO | 0 | 0 | 0.03 |  |  |  | 0 | 0 | 0 |  |  |  | 0 | 0 | 0 | NO | ACCEPTED TO CONNECT | 0 |  |  | 0 | 0 |  | 0.03 | 0.03 | 0.03 | 0.06 | 0.06 | 2023-11-09 | [7 empty] | 2023-11-21 00:00:00 | 53.4805 | -2.5435
DATA NOT AVAILABLE | DATA NOT AVAILABLE | COGEO PLANNING AND ENVIROMENTAL | PARK HOUSE FARM |  | AIKTON | WIGTON | CUMBRIA | CA7 0JW | ENGLAND | 329175 | 554605 | HARKER/HUTTON | CARLISLE | WIGTON | 11 | ELECTRICITY NORTH WEST LIMITED | WIND | NO | 0 | 0 | 0.045 |  |  |  | 0 | 0 | 0 |  |  |  | 0 | 0 | 0 | NO | ACCEPTED TO CONNECT | 0 |  |  | 0 | 0 |  | 0.045 | 2.5000000000000001E-2 | 2.5000000000000001E-2 | 0.06 | 0.06 | 2023-11-10 | [7 empty] | 2023-11-21 00:00:00 | 54.8812 | -3.1054
DATA NOT AVAILABLE | DATA NOT AVAILABLE | CULLINGWORTH LLP | LOWER PYETHORNES FARM | WIGGLESWORTH |  | SKIPTON | NORTH YORKSHIRE | BD23 4SB | ENGLAND | 378868 | 456743 | PADIHAM | NELSON | FLAT LANE | 0.4 | ELECTRICITY NORTH WEST LIMITED | PV | NO | 0 | 0 | 0.083 |  |  |  | 0 | 0 | 0 |  |  |  | 0 | 0 | 0 | NO | ACCEPTED TO CONNECT | 0 |  |  | 0 | 0 |  | 0.083 | 8.3000000000000004E-2 | 8.3000000000000004E-2 | 0.083 | 0.083 | 2023-11-21 | [7 empty] | 2023-12-06 00:00:00 | 54.0063 | -2.3239
DATA NOT AVAILABLE | DATA NOT AVAILABLE | B GREENN LTD | PENTLAND WHOLESALE LTD | BLIZZARD HOUSE UNIT 17 |  | BLACKBURN | LANCASHIRE | BB1 2QE | ENGLAND | 370436 | 425382 | PENWORTHAM EAST | LOWER DARWEN | LOWER DARWEN | 0.4 | ELECTRICITY NORTH WEST LIMITED | PV | NO | 0 | 0 | 0.1 |  |  |  | 0 | 0 | 0 |  |  |  | 0 | 0 | 0 | NO | ACCEPTED TO CONNECT | 0 |  |  | 0 | 0 |  | 0.1 | 0.1 | 0.1 | 0.1 | 0.1 | 2023-11-30 | [7 empty] | 2023-12-06 00:00:00 | 53.724 | -2.4495
DATA NOT AVAILABLE | DATA NOT AVAILABLE | UNITED UTILITIES | PIETHORNE WTW | PIETHORNE WATER TREATMENT PLANT | LITTLEBOROUGH | ROCHDALE | LANCASHIRE | OL16 3UR | ENGLAND | 396375 | 411986 | PADIHAM - ROCHDALE GSP | BELFIELD GRID | MILNROW (304883) | 6.6 | ELECTRICITY NORTH WEST LIMITED | DIESEL | NO | 0 | 0 | 0.28 |  |  |  | 0 | 0 | 0 |  |  |  | 0 | 0 | 0 |  | ACCEPTED TO CONNECT | 0 |  |  | 0 | 0 |  | 0.28 | 0.28000000000000003 | 0.28000000000000003 | 0.371 | 0.371 | 2023-10-11 | [7 empty] | 2024-01-16 00:00:00 | 53.6044 | -2.0563
DATA NOT AVAILABLE | DATA NOT AVAILABLE | EXTREME LOW ENERGY LTD | UNIT 6 | PEEL ROAD |  | SKELMERSDALE | LANCASHIRE | WN8 9PT | ENGLAND | 350059 | 404027 | WASHWAY FARM GSP - KIRKBY GSP | SKELMERSDALE GRID | PIMBO (200403) | 11 | ELECTRICITY NORTH WEST LIMITED | PV | NO | 0 | 0 | 0.14 |  |  |  | 0 | 0 | 0 |  |  |  | 0 | 0 | 0 |  | ACCEPTED TO CONNECT | 0 |  |  | 0 | 0 |  | 0.14 | 0.14000000000000001 | 0.14000000000000001 | 0.35 | 0.35 | 2023-05-12 | [7 empty] | 2024-01-16 00:00:00 | 53.5305 | -2.7549
DATA NOT AVAILABLE | DATA NOT AVAILABLE | VITAL ENERGI | TURNPIKE DEPOT | ECCLES NEW ROAD |  | SALFORD | GREATER MANCHESTER | M50 1EW | ENGLAND | 393402 | 405428 | KEARSLEY GSP | FREDERICK RD GRID | WEASTE (100640) | 0.4 | ELECTRICITY NORTH WEST LIMITED | PV | NO | 0 | 0 | 0.419 |  |  |  | 0 | 0 | 0 |  |  |  | 0 | 0 | 0 |  | ACCEPTED TO CONNECT | 0 |  |  | 0 | 0 |  | 0.419 | 0.41899999999999998 | 0.41899999999999998 | 0.6 | 0.6 | 2023-05-26 | [7 empty] | 2024-01-16 00:00:00 | 53.5454 | -2.101
DATA NOT AVAILABLE | DATA NOT AVAILABLE | CENTRECO (UK) LTD | FOTHERGILL COATED FABRICATIONS LTD, UNIT 12, SMALL BRIDGE BUSINESS PARK, RIVERSIDE DRIVE, ROCHDALE | RIVERSIDE DRIVE |  | ROCHDALE | LANCASHIRE | OL16 2SH | ENGLAND | 391427 | 414872 | PADIHAM - ROCHDALE GSP | BELFIELD GRID | GALE (304894) | 6.6 | ELECTRICITY NORTH WEST LIMITED | PV | NO | 0 | 0 | 0.2 |  |  |  | 0 | 0 | 0 |  |  |  | 0 | 0 | 0 |  | ACCEPTED TO CONNECT | 0 |  |  | 0 | 0 |  | 0.2 | 0.2 | 0.2 | 0.25 | 0.25 | 2023-07-19 | [7 empty] | 2024-01-16 00:00:00 | 53.6303 | -2.1311
DATA NOT AVAILABLE | DATA NOT AVAILABLE | ESP ELECTRICITY LTD | REF 2614 - E-ACT ROYTON & CROMPTON ACADEMY BLACKSHAW LANE, ROYTON, OLDHAM | BLACKSHAW LANE | ROYTON | OLDHAM | GREATER MANCHESTER | OL2 6NT | ENGLAND | 393241 | 407888 |  |  | HEYSIDE | 0.4 | ELECTRICITY NORTH WEST LIMITED | PV | NO | 0 | 0 | 0.05 |  |  |  | 0 | 0 | 0 |  |  |  | 0 | 0 | 0 |  | ACCEPTED TO CONNECT | 0 |  |  | 0 | 0 |  | 0.05 | 0.05 | 0.05 | 0.15 | 0.15 | 2023-10-31 | [7 empty] | 2024-01-16 00:00:00 | 53.5676 | -2.1035
DATA NOT AVAILABLE | DATA NOT AVAILABLE | CLIQUE ENERGY LTD | UNIT 12 | HOLLY ROAD | RED MARSH INDUSTRIAL ESTATE | THORNTON CLEVELYS | LANCASHIRE | FY5 4HH | ENGLAND | 334138 | 443259 | STANAH | THORNTON | THORNTON | 0.4 | ELECTRICITY NORTH WEST LIMITED | PV | NO | 0 | 0 | 0.05 |  |  |  | 0 | 0 | 0 |  |  |  | 0 | 0 | 0 | NO | ACCEPTED TO CONNECT | 0 |  |  | 0 | 0 |  | 0.05 | 0.05 | 0.05 | 0.06 | 0.06 | 2023-12-08 | TO BE CONFIRMED | [6 empty] | 2024-01-16 00:00:00 | 53.8813 | -3.0034
DATA NOT AVAILABLE | DATA NOT AVAILABLE | CLIQUE ENERGY LTD | UNIT 1 | HOLLY ROAD | RED MARSH INDUSTRIAL ESTATE | THORNTON CLEVELYS | LANCASHIRE | FY5 4HH | ENGLAND | 333993 | 443159 | STANAH | THORNTON | THORNTON | 0.4 | ELECTRICITY NORTH WEST LIMITED | PV | NO | 0 | 0 | 0.055 |  |  |  | 0 | 0 | 0 |  |  |  | 0 | 0 | 0 | NO | ACCEPTED TO CONNECT | 0 |  |  | 0 | 0 |  | 0.055 | 5.5E-2 | 5.5E-2 | 0.06 | 0.06 | 2023-12-08 | TO BE CONFIRMED | [6 empty] | 2024-01-16 00:00:00 | 53.8804 | -3.0056
DATA NOT AVAILABLE | DATA NOT AVAILABLE | INECO ENERGY LTD | THE CASTLEFIELD HOTEL | LIVERPOOL RD |  | MANCHESTER | GREATER MANCHESTER | M3 4JR | ENGLAND | 383043 | 397778 | SOUTH MANCHESTER | BLOOM STREET | KNOTT MILL | 6.6 | ELECTRICITY NORTH WEST LIMITED | PV | NO | 0 | 0 | 0.132 |  |  |  | 0 | 0 | 0 |  |  |  | 0 | 0 | 0 | NO | ACCEPTED TO CONNECT | 0 |  |  | 0 | 0 |  | 0.132 | 0.13200000000000001 | 0.13200000000000001 | 0.132 | 0.132 | 2023-12-20 | TO BE CONFIRMED | [6 empty] | 2024-01-16 00:00:00 | 53.4765 | -2.257
DATA NOT AVAILABLE | DATA NOT AVAILABLE | ALT-SOLAR | PREMIER LOGS LTD, A6 BLACKROD BY-PASS, BLACKROD, BOLTON | A6 BLACKROD BY-PASS | BLACKROD | BOLTON | LANCASHIRE | BL6 5HX | ENGLAND | 361490 | 411739 | KEARSLEY GSP | WESTHOUGHTON | CROWN LN (200112) | 0.4 | ELECTRICITY NORTH WEST LIMITED | PV | NO | 0 | 0 | 0.275 |  |  |  | 0 | 0 | 0 |  |  |  | 0 | 0 | 0 |  | CONNECTED | 0.275 | 0.2 | 0.2 | 0.19 | 0.19 | 2023-07-13 | 0 |  |  | 0 | 0 | [8 empty] | 2024-01-16 00:00:00 | 53.6008 | -2.5834
DATA NOT AVAILABLE | DATA NOT AVAILABLE | POWER AND ENERGY LTD | BRUNEL HSE, 9 PENROD WAY, HEYSHAM | 9 PENROD WAY |  | HEYSHAM | GREATER MANCHESTER | LA3 2UZ | ENGLAND | 340821 | 460478 | HEYSHAM | TRIMPELL | TRIMPELL (609918) | 0.4 | ELECTRICITY NORTH WEST LIMITED | PV | NO | 0 | 0 | 0.093 |  |  |  | 0 | 0 | 0 |  |  |  | 0 | 0 | 0 |  | CONNECTED | 0.093 | 0.05 | 0.05 | 0.1 | 0.1 | 2023-12-14 | 0 |  |  | 0 | 0 | [8 empty] | 2024-01-16 00:00:00 | 54.0369 | -2.9051
DATA NOT AVAILABLE | DATA NOT AVAILABLE | PERFECT SENSE ENERGY | UNIT 33, ANDOVER ROAD, HAYDOCK, ST HELENS | ANDOVER ROAD | HAYDOCK | ST HELENS | LANCASHIRE | WA11 9FU | ENGLAND | 356324 | 398002 | BOLD | GOLBORNE | HAYDOCK PRY (200400) | 0.4 | ELECTRICITY NORTH WEST LIMITED | PV | NO | 0 | 0 | 0.626 |  |  |  | 0 | 0 | 0 |  |  |  | 0 | 0 | 0 |  | CONNECTED | 0.626 | 0.2 | 0.2 | 0.75 | 0.75 | 2023-07-21 | 0 |  |  | 0 | 0 | [8 empty] | 2024-01-16 00:00:00 | 53.4769 | -2.6595
DATA NOT AVAILABLE | DATA NOT AVAILABLE | OLYMPUS POWER LTD | UNIT 30 STAKEHILL IND. EST. FINLAN ROAD, MIDDLETON | FINLAN ROAD | MIDDLETON | MANCHESTER | GREATER MANCHESTER | M24 2RW | ENGLAND | 388763 | 408084 | WHITEGATE GSP | CHADDERTON GRID | MIDDLETON JUNCTION (300015) | 0.4 | ELECTRICITY NORTH WEST LIMITED | PV | NO | 0 | 0 | 0.33 |  |  |  | 0 | 0 | 0 |  |  |  | 0 | 0 | 0 |  | CONNECTED | 0.33 | 0.2 | 0.2 | 0.32 | 0.32 | 2023-07-06 | 0 |  |  | 0 | 0 | [8 empty] | 2024-01-16 00:00:00 | 53.5692 | -2.1711
DATA NOT AVAILABLE | DATA NOT AVAILABLE | DATA NOT AVAILABLE | ROCHDALE CRICKETLACROSSE AND SQUASH CLUB |  |  | ROCHDALE | LANCASHIRE | OL11 5BX | ENGLAND | 388576 | 413357 | PADIHAM - ROCHDALE GSP | ROCHDALE CENTRAL | SPOTLAND (304885) | 0.4 | ELECTRICITY NORTH WEST LIMITED | PV | NO | 0 | 0 | 0.08 |  |  |  | 0 | 0 | 0 |  |  |  | 0 | 0 | 0 |  | CONNECTED | 0.08 | 0.04 | 0.04 | 0.12 | 0.12 | 2023-12-15 | 0 |  |  | 0 | 0 | [8 empty] | 2024-01-16 00:00:00 | 53.6166 | -2.1742
DATA NOT AVAILABLE | DATA NOT AVAILABLE | DATA NOT AVAILABLE | MEADOWS MILL BURNLEY RD BACUP | BURNLEY RD | BACUP | BOLTON | LANCASHIRE | OL13 8BZ | ENGLAND | 386713 | 423727 | PADIHAM - ROCHDALE GSP | ROSSENDALE BSP | WESLEY PL (400093) | 0.4 | ELECTRICITY NORTH WEST LIMITED | PV | NO | 0 | 0 | 0.05 |  |  |  | 0 | 0 | 0 |  |  |  | 0 | 0 | 0 |  | CONNECTED | 0.05 | 0.05 | 0.05 | 0.06 | 0.06 | 2023-11-20 | 0 |  |  | 0 | 0 | [8 empty] | 2024-01-16 00:00:00 | 53.7098 | -2.2028
DATA NOT AVAILABLE | DATA NOT AVAILABLE | GEO GREEN POWER | RRG MAZDA STOCKPORT SOLAR PV (SHOWROOM) ROOTH STREET, STOCKPORT | ROOTH STREET |  | STOCKPORT | GREATER MANCHESTER | SK4 1DJ | ENGLAND | 388491 | 390419 | BREDBURY | ADSWOOD GRID | BRINKSWAY (303222) | 0.4 | ELECTRICITY NORTH WEST LIMITED | PV | NO | 0 | 0 | 0.1 |  |  |  | 0 | 0 | 0 |  |  |  | 0 | 0 | 0 |  | CONNECTED | 0.1 | 0.06 | 0.06 | 0.2 | 0.2 | 2023-12-07 | 0 |  |  | 0 | 0 | [8 empty] | 2024-01-16 00:00:00 | 53.4105 | -2.1746
DATA NOT AVAILABLE | DATA NOT AVAILABLE | MY POWER | JJ FOODSERVICE LTD, 1A, LAMPLIGHT WAY, AGECROFT, SWINTON | JJ FOODSERVICE LTD, 1A, LAMPLIGHT WAY | AGECROFT | SWINTON | GREATER MANCHESTER | M27 8UJ | ENGLAND | 380237 | 401039 | KEARSLEY GSP | AGECROFT BSP | THE HEIGHT (100632) | 0.4 | ELECTRICITY NORTH WEST LIMITED | PV | NO | 0 | 0 | 0.3 |  |  |  | 0 | 0 | 0 |  |  |  | 0 | 0 | 0 |  | CONNECTED | 0.3 | 0.14499999999999999 | 0.14499999999999999 | 0.185 | 0.185 | 2023-11-06 | 0 |  |  | 0 | 0 | [8 empty] | 2024-02-14 00:00:00 | 53.5057 | -2.2994
DATA NOT AVAILABLE | DATA NOT AVAILABLE | ALT-SOLAR | W RICHARDSON & SON, GHYLL HOUSE, DUFTON | GHYLL HOUSE |  | DUFTON | CUMBRIA | CA16 6DB | ENGLAND | 368734 | 524371 | HARKER - HUTTON | PENRITH BSP | KIRKBY THORE (609654) | 0.4 | ELECTRICITY NORTH WEST LIMITED | PV | NO | 0 | 0 | 0.06 |  |  |  | 0 | 0 | 0 |  |  |  | 0 | 0 | 0 |  | CONNECTED | 0.06 | 0.03 | 0.03 | 0.06 | 0.06 | 2024-01-05 | 0 |  |  | 0 | 0 | [8 empty] | 2024-02-14 00:00:00 | 54.6135 | -2.4856
DATA NOT AVAILABLE | DATA NOT AVAILABLE | SOLARSENSE UK LTD | WILDFOWL AND WETLANDS TRUST | MARTIN MERE | FISH LANE BURSCOUGH | ORMSKIRK | LANCASHIRE | L40 0TA | ENGLAND | 342838 | 414377 | PENWORTHAM WEST | WRIGHTINGTON | BURSCOUGH BRIDGE | 0.4 | ELECTRICITY NORTH WEST LIMITED | PV | NO | 0 | 0 | 0.066 |  |  |  | 0 | 0 | 0 |  |  |  | 0 | 0 | 0 | NO | ACCEPTED TO CONNECT | 0 |  |  | 0 | 0 |  | 0.066 | 6.6000000000000003E-2 | 6.6000000000000003E-2 | 0.066 | 0.066 | 2024-01-05 | [7 empty] | 2024-02-14 00:00:00 | 53.6228 | -2.8657
DATA NOT AVAILABLE | DATA NOT AVAILABLE | ADVANCE PLUS | NEWBIGGIN WWTW | OFF COAST ROAD A5087 |  | FURNESS | CUMBRIA | LA12 0RQ | ENGLAND | 370396 | 505263 | DATA NOT AVAILABLE | DATA NOT AVAILABLE | DATA NOT AVAILABLE | 0.4 | ELECTRICITY NORTH WEST LIMITED | FOSSIL - OTHER | NO | 0 | 0 | 0.25 |  |  |  | 0 | 0 | 0 |  |  |  | 0 | 0 | 0 | NO | ACCEPTED TO CONNECT | 0 |  |  | 0 | 0 |  | 0.25 | 0.25 | 0.25 | 0.25 | 0.25 | 2024-01-19 | [7 empty] | 2024-02-14 00:00:00 | 54.4419 | -2.458
DATA NOT AVAILABLE | DATA NOT AVAILABLE | ENERGY INTELLIGENCE LTD | MANCHESTER COMMUNICATION ACADEMY, 2 SILCHESTER DRIVE, MANCHESTER | 2 SILCHESTER DRIVE |  | MANCHESTER | GREATER MANCHESTER | M40 8NT | ENGLAND | 385686 | 400618 | STALYBRIDGE | STUART ST GRID | MONSALL PRY (100602) | 0.4 | ELECTRICITY NORTH WEST LIMITED | PV | NO | 0 | 0 | 0.3 |  |  |  | 0 | 0 | 0 |  |  |  | 0 | 0 | 0 |  | ACCEPTED TO CONNECT | 0 |  |  | 0 | 0 |  | 0.3 | 0.1 | 0.1 | 0.34 | 0.34 | 2023-09-15 | [7 empty] | 2024-03-14 00:00:00 | 53.5021 | -2.2173
DATA NOT AVAILABLE | DATA NOT AVAILABLE | R-EV POWER | EASESERVE LTD, GORTON LANE, MANCHESTER M18 8DA | GORTON LANE |  | MANCHESTER | GREATER MANCHESTER | M18 8DA | ENGLAND | 388383 | 396692 | STALYBRIDGE | DROYLSDEN GRID | OPENSHAW (100125) | 0.4 | ELECTRICITY NORTH WEST LIMITED | PV | NO | 0 | 0 | 0.05 |  |  |  | 0 | 0 | 0 |  |  |  | 0 | 0 | 0 |  | CONNECTED | 0.05 | 0.05 | 0.05 | 0.1 | 0.1 | 2024-03-06 | 0 |  |  | 0 | 0 | [8 empty] | 2024-03-14 00:00:00 | 53.4668 | -2.1765
DATA NOT AVAILABLE | DATA NOT AVAILABLE | ENGENERA | OSWALDWISTLE MILLS MOSCOW HILL STREET, OSWALDWHISTLE, ACCRINGTON, BB5 0EP | MOSCOW HILL STREET | OSWALDWHISTLE | ACCRINGTON | LANCASHIRE | BB5 0EP | ENGLAND | 374389 | 427971 | PADIHAM - ROCHDALE GSP | HUNCOAT | KAY ST (400021) | 0.4 | ELECTRICITY NORTH WEST LIMITED | PV | NO | 0 | 0 | 0.12 |  |  |  | 0 | 0 | 0 |  |  |  | 0 | 0 | 0 |  | ACCEPTED TO CONNECT | 0 |  |  | 0 | 0 |  | 0.12 | 0.12 | 0.12 | 0.18 | 0.18 | 2024-02-21 | [7 empty] | 2024-03-14 00:00:00 | 53.7475 | -2.3898
DATA NOT AVAILABLE | DATA NOT AVAILABLE | EON UK HEAT LTD | SAINSBURY'S SUPERMARKET, LLOYD STREET, ALTRINCHAM | LLOYD STREET |  | ALTRINCHAM | GREATER MANCHESTER | WA14 2SU | ENGLAND | 376896 | 387517 | CARRINGTON | ALTRINCHAM GRID | BOWDON (100105) | 11 | ELECTRICITY NORTH WEST LIMITED | PV | NO | 0 | 0 | 0.28 |  |  |  | 0 | 0 | 0 |  |  |  | 0 | 0 | 0 |  | ACCEPTED TO CONNECT | 0 |  |  | 0 | 0 |  | 0.28 | 0.28000000000000003 | 0.28000000000000003 | 0.475 | 0.475 | 2023-11-21 | [7 empty] | 2024-03-14 00:00:00 | 53.384 | -2.3488
DATA NOT AVAILABLE | DATA NOT AVAILABLE | GREENBRIDGE RENEWABLES LTD | M BLOCK UNIVERSITY OF BOLTON, DEAN ROAD, BOLTON | DEAN ROAD |  | BOLTON | GREATER MANCHESTER | BL3 5AB | ENGLAND | 371274 | 408585 | KEARSLEY GSP | BOLTON GRID | SPA RD (200102) | 0.4 | ELECTRICITY NORTH WEST LIMITED | PV | NO | 0 | 0 | 0.05 |  |  |  | 0 | 0 | 0 |  |  |  | 0 | 0 | 0 |  | CONNECTED | 0.05 | 0.05 | 0.05 | 0.45 | 0.45 | 2023-11-17 | 0 |  |  | 0 | 0 | [8 empty] | 2024-03-14 00:00:00 | 53.5731 | -2.4353
DATA NOT AVAILABLE | DATA NOT AVAILABLE | GREATER MANCHESTER COMMUNITY RENEWABLES | WELLINGTON SCHOOL, WELLINGTON ROAD, TIMPERLEY, ALTRINCHAM | WELLINGTON ROAD | TIMPERLEY | ALTRINCHAM | GREATER MANCHESTER | WA15 7RH | ENGLAND | 377980 | 388562 | CARRINGTON | ALTRINCHAM GRID | GREEN LN (100117) | 0.4 | ELECTRICITY NORTH WEST LIMITED | PV | NO | 0 | 0 | 0.233 |  |  |  | 0 | 0 | 0 |  |  |  | 0 | 0 | 0 |  | CONNECTED | 0.233 | 0.23300000000000001 | 0.23300000000000001 | 0.25 | 0.25 | 2024-02-09 | 0 |  |  | 0 | 0 | [8 empty] | 2024-04-14 00:00:00 | 53.3934 | -2.3326
DATA NOT AVAILABLE | DATA NOT AVAILABLE | WATT ENERGY SAVER LTD | HOLLYWOOD BOWL MANCHESTER, FOLD WAY, ASHTON LEISURE PARK, ASHTON-UNDER-LYNE, | FOLD WAY | ASHTON LEISURE PARK | ASHTON-UNDER-LYNE | CHESHIRE | OL7 0PG | ENGLAND | 392879 | 399128 | STALYBRIDGE | DROYLSDEN GRID | SNIPE PRY (100129) | 0.4 | ELECTRICITY NORTH WEST LIMITED | PV | NO | 0 | 0 | 0.37 |  |  |  | 0 | 0 | 0 |  |  |  | 0 | 0 | 0 |  | ACCEPTED TO CONNECT | 0 |  |  | 0 | 0 |  | 0.37 | 0.37 | 0.37 | 0.175 | 0.175 | 2023-12-11 | [7 empty] | 2024-03-14 00:00:00 | 53.4888 | -2.1088
DATA NOT AVAILABLE | DATA NOT AVAILABLE | ONE ENERGY PROJECTS | UNIT E11 , MOSS INDUSTRIAL ESTATE, LEIGH | MOSS INDUSTRIAL ESTATE |  | LEIGH | LANCASHIRE | WN7 3PT | ENGLAND | 364176 | 398330 | BOLD | GOLBORNE | GOLBORNE (205308) | 0.4 | ELECTRICITY NORTH WEST LIMITED | PV | NO | 0 | 0 | 0.06 |  |  |  | 0 | 0 | 0 |  |  |  | 0 | 0 | 0 |  | CONNECTED | 0.06 | 4.4999999999999998E-2 | 4.4999999999999998E-2 | 0.06 | 0.06 | 2024-02-01 | 0 |  |  | 0 | 0 | [8 empty] | 2024-03-14 00:00:00 | 53.4805 | -2.5413
DATA NOT AVAILABLE | DATA NOT AVAILABLE | ILKESTON POWER LIMITED | GRAPHITE WAY "A" (BESS), SITE A, ILKESTON POWER LTD, GRAPHITE WAY, HADFIELD | GRAPHITE WAY |  | HADFIELD | CHESHIRE | SK13 1QH | ENGLAND | 401528 | 396592 | STALYBRIDGE | HYDE GRID | HADFIELD (302863) | 11 | ELECTRICITY NORTH WEST LIMITED | PV | NO | 0 | 0 | 0.95 |  |  |  | 0 | 0 | 0 |  |  |  | 0 | 0 | 0 |  | ACCEPTED TO CONNECT | 0 |  |  | 0 | 0 |  | 0.95 | 0.95 | 0.95 | 0.15 | 0.15 | 2023-10-25 | [7 empty] | 2024-03-14 00:00:00 | 53.4661 | -1.9785
DATA NOT AVAILABLE | DATA NOT AVAILABLE | ENERGY ASSETS NETWORKS | EAN37285 - PARR LANE ECCLESTON, CHORLEY | PARR LANE | ECCLESTON | CHORLEY | LANCASHIRE | PR7 5SN | ENGLAND | 352470 | 417158 | PENWORTHAM WEST GSP - STANAH | WRIGHTINGTON | WRIGHTINGTON PRY | 0.23 | ELECTRICITY NORTH WEST LIMITED | PV | NO | 0 | 0 | 0.088 |  |  |  | 0 | 0 | 0 |  |  |  | 0 | 0 | 0 |  | ACCEPTED TO CONNECT | 0 |  |  | 0 | 0 |  | 0.088 | 8.7999999999999995E-2 | 8.7999999999999995E-2 | 0.12 | 0.12 | 2024-01-09 | [7 empty] | 2024-03-14 00:00:00 | 53.6488 | -2.7205
DATA NOT AVAILABLE | DATA NOT AVAILABLE | ESP ELECTRICITY LTD | PP GROUP LTD, (PP PROFILES), PROFILES POINT, DRURY LANE, OLDHAM | DRURY LANE |  | OLDHAM | GREATER MANCHESTER | OL9 7PH | ENGLAND | 390739 | 403134 | WHITEGATE GSP | CHADDERTON GRID | HOLLINWOOD (307008) | 6.6 | ELECTRICITY NORTH WEST LIMITED | PV | NO | 0 | 0 | 0.352 |  |  |  | 0 | 0 | 0 |  |  |  | 0 | 0 | 0 |  | ACCEPTED TO CONNECT | 0 |  |  | 0 | 0 |  | 0.352 | 0.35199999999999998 | 0.35199999999999998 | 1 | 1 | 2023-10-20 | [7 empty] | 2024-03-14 00:00:00 | 53.5248 | -2.1412
DATA NOT AVAILABLE | DATA NOT AVAILABLE | ELECTRICITY NORTH WEST (CONSTRUCTION & MAINTENANCE) LIMITED | YEW TREE FARM SOLAR PARK | YEW TREE FARM DAIRY UNIT | WIGAN LANE, COPPULL | CHORLEY | LANCASHIRE | PR7 4BW | ENGLAND | 358737 | 413434 | PENWORTHAM WEST | WRIGHTINGTON | CHORLEY SOUTH | 11 | ELECTRICITY NORTH WEST LIMITED | PV | NO | 0 | 0 | 0.999 |  |  |  | 0 | 0 | 0 |  |  |  | 0 | 0 | 0 | NO | ACCEPTED TO CONNECT | 0 | 0.999 | 0.999 | 0.799 | 0.799 |  | 0.999 | 0.999 | 0.999 | 0.799 | 0.799 | 2024-02-09 | [7 empty] | 2024-03-14 00:00:00 | 53.6158 | -2.6252
DATA NOT AVAILABLE | DATA NOT AVAILABLE | NEWENCO LTD | DEERPLAY LANDFILL SITE | DEERPLAY QUARRY | BACUP ROAD, CLIVIGER | BURNLEY | LANCASHIRE | BB11 3RL | ENGLAND | 385804 | 428349 | ROCHDALE | BURNLEY | ATHLETIC ST | 0.4 | ELECTRICITY NORTH WEST LIMITED | LANDFILL GAS | NO | 0 | 0 | 0.2 |  |  |  | 0 | 0 | 0 |  |  |  | 0 | 0 | 0 | NO | ACCEPTED TO CONNECT | 0 | 0.2 | 0.2 | 0.2 | 0.2 |  | 0.2 | 0.2 | 0.2 | 0.2 | 0.2 | 2024-02-07 | [7 empty] | 2024-03-14 00:00:00 | 53.7513 | -2.2168
DATA NOT AVAILABLE | DATA NOT AVAILABLE | GTC | N0023435 LEVER PARK AVENUE | LEVER PARK AVENUE |  | HORWICH | GREATER MANCHESTER | BL6 7LQ | ENGLAND | 363572 | 412306 | KEARSLEY | WESTHOUGHTON | CROWN LANE | 0.4 | ELECTRICITY NORTH WEST LIMITED | PV | NO | 0 | 0 | 0.112 |  |  |  | 0 | 0 | 0 |  |  |  | 0 | 0 | 0 | NO | ACCEPTED TO CONNECT | 0 | 0.112 | 0.112 | 0.129 | 0.129 |  | 0.112 | 0.112 | 0.112 | 0.129 | 0.129 | 2024-02-02 | [7 empty] | 2024-03-14 00:00:00 | 53.606 | -2.552
DATA NOT AVAILABLE | DATA NOT AVAILABLE | EQUANS | GROSVENOR MULTI-STOREY CAR PARK | CHURCHILL WAY |  | MACCLESFIELD | CHESHIRE | SK11 6AY | ENGLAND | 391640 | 373683 | MACC | MACCLESFIELD | WITHYFOLD DRIVE | 0.4 | ELECTRICITY NORTH WEST LIMITED | PV | NO | 0 | 0 | 0.15 |  |  |  | 0 | 0 | 0 |  |  |  | 0 | 0 | 0 | NO | ACCEPTED TO CONNECT | 0 | 0.15 | 0.15 | 0.175 | 0.175 |  | 0.15 | 0.15 | 0.15 | 0.175 | 0.175 | 2024-02-08 | [7 empty] | 2024-03-14 00:00:00 | 53.2601 | -2.1268
DATA NOT AVAILABLE | DATA NOT AVAILABLE | MAGILL ELECTRICAL LTD | HASLINGDEN PRIMARY SCHOOL | RYEFIELD AVENUE | HASLINGDEN | ROSSENDALE | LANCASHIRE | BB4 4BJ | ENGLAND | 378709 | 422902 | WHITEGATE | GREENHILL | WATERHEAD | 0.4 | ELECTRICITY NORTH WEST LIMITED | PV | NO | 0 | 0 | 0.054 |  |  |  | 0 | 0 | 0 |  |  |  | 0 | 0 | 0 | NO | ACCEPTED TO CONNECT | 0 | 5.3999999999999999E-2 | 5.3999999999999999E-2 | 0.115 | 0.115 |  | 0.054 | 5.3999999999999999E-2 | 5.3999999999999999E-2 | 0.115 | 0.115 | 2024-02-12 | [7 empty] | 2024-03-14 00:00:00 | 53.7021 | -2.324
DATA NOT AVAILABLE | DATA NOT AVAILABLE | GREENLITE GROUP | EDGE HILL UNIVERSITY - LIFE SCIENCE BUILDING | ST. HELENS ROAD |  | ORMSKIRK | LANCASHIRE | L39 4QP | ENGLAND | 342149 | 407435 | WASHWAY FARM | SKELMERSDALE | ORMSKIRK | 11 | ELECTRICITY NORTH WEST LIMITED | PV | NO | 0 | 0 | 0.1 |  |  |  | 0 | 0 | 0 |  |  |  | 0 | 0 | 0 | NO | ACCEPTED TO CONNECT | 0 | 0.1 | 0.1 | 0.1 | 0.1 |  | 0.1 | 0.1 | 0.1 | 0.1 | 0.1 | 2024-02-12 | [7 empty] | 2024-03-14 00:00:00 | 53.5603 | -2.8748
DATA NOT AVAILABLE | DATA NOT AVAILABLE | EMBER ENERGY | LIQUID SCIENCE SOLUTIONS | BENTLEY WOOD WAY | NETWORK 65 BUSINESS PARK, HAPTON | BURNLEY | LANCASHIRE | BB11 5ST | ENGLAND | 380732 | 431528 | PADIHAM | HUNCOAT | COG LANE | 0.4 | ELECTRICITY NORTH WEST LIMITED | PV | NO | 0 | 0 | 0.06 |  |  |  | 0 | 0 | 0 |  |  |  | 0 | 0 | 0 | NO | ACCEPTED TO CONNECT | 0 | 0.06 | 0.06 | 0.12 | 0.12 |  | 0.06 | 0.06 | 0.06 | 0.12 | 0.12 | 2024-02-09 | [7 empty] | 2024-03-14 00:00:00 | 53.7797 | -2.2939
DATA NOT AVAILABLE | DATA NOT AVAILABLE | EMBER ENERGY | PYE AND PARTNERS | LANGTHWAITE HEIGHTS | LANGTHWAITE ROAD | LANCASTER | CUMBRIA | LA2 9EB | ENGLAND | 349945 | 459937 | HEYSHAM | LANCASTER | BURROW BECK | 0.4 | ELECTRICITY NORTH WEST LIMITED | PV | NO | 0 | 0 | 0.06 |  |  |  | 0 | 0 | 0 |  |  |  | 0 | 0 | 0 | NO | ACCEPTED TO CONNECT | 0 | 0.06 | 0.06 | 0.1 | 0.1 |  | 0.06 | 0.06 | 0.06 | 0.1 | 0.1 | 2024-02-20 | [7 empty] | 2024-03-14 00:00:00 | 54.033 | -2.7657
DATA NOT AVAILABLE | DATA NOT AVAILABLE | SYZYGY RENEWABLES LTD | HAVEN CALA GRAN HOLIDAY PARK | FLEETWOOD ROAD |  | FLEETWOOD | LANCASHIRE | FY7 8JY | ENGLAND | 333104 | 445104 | STANAH | THORNTON | ROSSALL | 0.4 | ELECTRICITY NORTH WEST LIMITED | PV | NO | 0 | 0 | 0.199 |  |  |  | 0 | 0 | 0 |  |  |  | 0 | 0 | 0 | NO | ACCEPTED TO CONNECT | 0 | 0.19900000000000001 | 0.19900000000000001 | 0.199 | 0.199 |  | 0.199 | 0.19900000000000001 | 0.19900000000000001 | 0.199 | 0.199 | 2024-02-16 | [7 empty] | 2024-03-14 00:00:00 | 53.8978 | -3.0195
DATA NOT AVAILABLE | DATA NOT AVAILABLE | APTUS UTILITIES LTD | AP2104 WELLBANK DEVELOPMENT |  |  | BOOTLE | CUMBRIA | LA19 5TB | ENGLAND | 309901 | 488563 | HARKER/HUTTON | EGREMONT | CARLETON | 11 | ELECTRICITY NORTH WEST LIMITED | PV | NO | 0 | 0 | 0.22 |  |  |  | 0 | 0 | 0 |  |  |  | 0 | 0 | 0 | NO | ACCEPTED TO CONNECT | 0 |  |  | 0 | 0 |  | 0.22 | 0.22 | 0.22 | 0.22 | 0.22 | 2024-03-01 | [7 empty] | 2024-04-14 00:00:00 | 54.2847 | -3.3855
DATA NOT AVAILABLE | DATA NOT AVAILABLE | NORTHERN SOLAR LTD | ALBION ACADEMY | LONDON STREET |  | SALFORD | GREATER MANCHESTER | M6 6QT | ENGLAND | 381721 | 399840 | AGECROFT | FREDERICK ROAD | FREDERICK RD | 0.4 | ELECTRICITY NORTH WEST LIMITED | PV | NO | 0 | 0 | 0.1 |  |  |  | 0 | 0 | 0 |  |  |  | 0 | 0 | 0 | NO | ACCEPTED TO CONNECT | 0 |  |  | 0 | 0 |  | 0.1 | 0.1 | 0.1 | 0.1 | 0.1 | 2024-03-05 | [7 empty] | 2024-04-14 00:00:00 | 53.4949 | -2.277
DATA NOT AVAILABLE | DATA NOT AVAILABLE | THRIFT ENERGY LTD | 24 PROPERTIES AT PRINCES COURT | HAIG ROAD | HARRABY | CARLISLE | CUMBRIA | CA1 3AT | ENGLAND | 341940 | 553731 | HARKER/HUTTON | CARLISLE | PETTERIL BANK | 0.4 | ELECTRICITY NORTH WEST LIMITED | PV | NO | 0 | 0 | 0.079 |  |  |  | 0 | 0 | 0 |  |  |  | 0 | 0 | 0 | NO | ACCEPTED TO CONNECT | 0 |  |  | 0 | 0 |  | 0.079 | 7.9000000000000001E-2 | 7.9000000000000001E-2 | 0.079 | 0.079 | 2024-03-13 | [7 empty] | 2024-04-14 00:00:00 | 54.875 | -2.9063
DATA NOT AVAILABLE | DATA NOT AVAILABLE | EMBER ENERGY | W R PIGG & SON, REATHWAITE FARM, BROCKLEBANK, CUMBRIA | REATHWAITE FARM |  | BROCKLEBANK | CUMBRIA | CA7 8DN | ENGLAND | 330129 | 544166 | HARKER - HUTTON | CARLISLE 33KV | SEBERGHAM (609615) | 0.4 | ELECTRICITY NORTH WEST LIMITED | PV | NO | 0 | 0 | 0.09 |  |  |  | 0 | 0 | 0 |  |  |  | 0 | 0 | 0 |  | ACCEPTED TO CONNECT | 0 |  |  | 0 | 0 |  | 0.09 | 5.5E-2 | 5.5E-2 | 0.1 | 0.1 | 45420 | [7 empty] | 2024-04-15 00:00:00 | 54.7875 | -3.088
DATA NOT AVAILABLE | DATA NOT AVAILABLE | S & F ELECTRICAL LTD | HOLMROOK SERVICE STATION HOLMROOK |  |  | HOLMROOK | CUMBRIA | CA19 1YG | ENGLAND | 308222 | 499328 | HARKER - HUTTON | EGREMONT | MIDWAY (609354) | 0.4 | ELECTRICITY NORTH WEST LIMITED | PV | NO | 0 | 0 | 0.06 |  |  |  | 0 | 0 | 0 |  |  |  | 0 | 0 | 0 |  | ACCEPTED TO CONNECT | 0 |  |  | 0 | 0 |  | 0.06 | 0.02 | 0.02 | 0.06 | 0.06 | 45399 | [7 empty] | 2024-04-15 00:00:00 | 54.3811 | -3.4146
DATA NOT AVAILABLE | DATA NOT AVAILABLE | ORTUS ENERGY | THE FOOD WAREHOUSE - ICELAND FOODS LTD UNIT 5, TRAFFORD RETAIL PARK, BARTON ROAD, URMSTON, MANCHESTER, M41 7FN | UNIT 5, TRAFFORD RETAIL PARK | BARTON ROAD | URMSTON | GREATER MANCHESTER | M41 7FN | ENGLAND | 376184 | 396351 | SOUTH MANCHESTER GSP | STRETFORD GRID | URMSTON (100635) | 0.4 | ELECTRICITY NORTH WEST LIMITED | PV | NO | 0 | 0 | 0.11 |  |  |  | 0 | 0 | 0 |  |  |  | 0 | 0 | 0 |  | CONNECTED | 0.11 | 0.11 | 0.11 | 0.14 | 0.14 |  | 0 |  |  | 0 | 0 | [8 empty] | 2024-04-15 00:00:00 | 53.4634 | -2.3602
DATA NOT AVAILABLE | DATA NOT AVAILABLE | DDA LTD | SHELDON'S BAKERY MAIN BUILDING, 10 STAINBURN RD, OPENSHAW, MANCHESTER | 10 STAINBURN RD | OPENSHAW | MANCHESTER | GREATER MANCHESTER | M11 2GW | ENGLAND | 387862 | 397831 | STALYBRIDGE | DROYLSDEN GRID | OPENSHAW (100125) | 6.6 | ELECTRICITY NORTH WEST LIMITED | PV | NO | 0 | 0 | 0.2 |  |  |  | 0 | 0 | 0 |  |  |  | 0 | 0 | 0 |  | ACCEPTED TO CONNECT | 0 |  |  | 0 | 0 |  | 0.2 | 0.2 | 0.2 | 0.45 | 0.45 | 45315 | [7 empty] | 2024-04-15 00:00:00 | 53.4771 | -2.1844
DATA NOT AVAILABLE | DATA NOT AVAILABLE | ENERGETICS DESIGN AND BUILD | EDB3667 PLOTS 1-77 - SYKE ROAD, WIGTON | EDB3667 PLOTS 1-77 | SYKE ROAD | WIGTON | CUMBRIA | CA7 9NG | ENGLAND | 326013 | 547482 | DATA NOT AVAILABLE | DATA NOT AVAILABLE | DATA NOT AVAILABLE | 0.4 | ELECTRICITY NORTH WEST LIMITED | PV | NO | 0 | 0 | 0.1904 |  |  |  | 0 | 0 | 0 |  |  |  | 0 | 0 | 0 |  | ACCEPTED TO CONNECT | 0 |  |  | 0 | 0 |  | 0.1904 | 0.19040000000000001 | 0.19040000000000001 | 0.2 | 0.2 | 45419 | [7 empty] | 2024-04-15 00:00:00 | 54.8167 | -3.1529
DATA NOT AVAILABLE | DATA NOT AVAILABLE | CUMBRAIN RENEWABLES | SOLWAY BUSINESS CENTRE | PARKHOUSE ROAD |  | CARLISLE | CUMBRIA | CA6 5BY | ENGLAND | 338675 | 560230 | HARKER - HUTTON | CARLISLE 33KV | CARLISLE NORTH BSP (609595) | 0.4 | ELECTRICITY NORTH WEST LIMITED | PV | NO | 0 | 0 | 0.05 |  |  |  | 0 | 0 | 0 |  |  |  | 0 | 0 | 0 | NO | ACCEPTED TO CONNECT | 0 |  |  | 0 | 0 |  | 0.05 | 0.05 | 0.05 | 0.05 | 0.05 | 45385 | [7 empty] | 2024-04-15 00:00:00 | 54.933 | -2.9586
DATA NOT AVAILABLE | DATA NOT AVAILABLE | AVRENIM GROUP | CUMBERLAND BUILDING SOCIETY | HEAD OFFICE, CUMBERLAND HOUSE, | COOPER WAY | CARLISLE | CUMBRIA | CA3 0JF | ENGLAND | 338858 | 559881 | HARKER - HUTTON | CARLISLE 33KV | CARLISLE NORTH BSP (609595) | 0.4 | ELECTRICITY NORTH WEST LIMITED | PV | NO | 0 | 0 | 0.16 |  |  |  | 0 | 0 | 0 |  |  |  | 0 | 0 | 0 | NO | ACCEPTED TO CONNECT | 0 |  |  | 0 | 0 |  | 0.16 | 0.16 | 0.16 | 0.15 | 0.15 | 45399 | [7 empty] | 2024-04-15 00:00:00 | 54.9298 | -2.9557
DATA NOT AVAILABLE | DATA NOT AVAILABLE | J BURROW ELECTRICAL | BIRKS FARM | WRAY |  | LANCASTER | CUMBRIA | LA2 8QU | ENGLAND | 363152 | 466785 | HARKER - HUTTON | KENDAL-PARKSIDE RD | MELLING (609958) | 0.4 | ELECTRICITY NORTH WEST LIMITED | PV | NO | 0 | 0 | 0.056 |  |  |  | 0 | 0 | 0 |  |  |  | 0 | 0 | 0 | NO | ACCEPTED TO CONNECT | 0 |  |  | 0 | 0 |  | 0.056 | 5.6000000000000001E-2 | 5.6000000000000001E-2 | 0.056 | 0.056 | 45407 | [7 empty] | 2024-04-15 00:00:00 | 54.0956 | -2.5649
DATA NOT AVAILABLE | DATA NOT AVAILABLE | GTC | 1-74 THE SIDINGS | BARTON |  | PRESTON | LANCASHIRE | PR3 5BP | ENGLAND | 351696 | 436515 | PENWORTHAM EAST GSP - ROCHDALE GSP | RIBBLE GSP | BLACKBULL (400403) | 0.4 | ELECTRICITY NORTH WEST LIMITED | PV | NO | 0 | 0 | 0.082 |  |  |  | 0 | 0 | 0 |  |  |  | 0 | 0 | 0 | NO | ACCEPTED TO CONNECT | 0 |  |  | 0 | 0 |  | 0.082 | 1.4E-2 | 1.4E-2 | 0 | 0 | 45407 | [7 empty] | 2024-04-15 00:00:00 | 53.8226 | -2.7353
DATA NOT AVAILABLE | DATA NOT AVAILABLE | P N DALY LIMITED | UNDERBARROW ROAD |  |  | KENDAL | CUMBRIA | LA9 5RS | ENGLAND | 350471 | 492372 | DATA NOT AVAILABLE | DATA NOT AVAILABLE | DATA NOT AVAILABLE | DATA NOT AVAILABLE | ELECTRICITY NORTH WEST LIMITED | PV | NO | 0 | 0 | 0.04 |  |  |  | 0 | 0 | 0 |  |  |  | 0 | 0 | 0 | NO | ACCEPTED TO CONNECT | 0 |  |  | 0 | 0 |  | 0.04 | 0.04 | 0.04 | 0.139 | 0.139 | 45405 | [7 empty] | 2024-04-15 00:00:00 | 54.3245 | -2.763
DATA NOT AVAILABLE | DATA NOT AVAILABLE | I GREEN ENERGY | PERFECT ASSOCIATES, UNIT 7 RHINO COURT, STATION VW, HAZEL GROVE, STOCKPORT, | PERFECT ASSOCIATES | UNIT 7 RHINO COURT, STATION VW, HAZEL GROVE | STOCKPORT | GREATER MANCHESTER | SK7 5ER | ENGLAND | 391105 | 386917 | BREDBURY | HAZEL GROVE GRID | GREEN LANE (301640) | 0.4 | ELECTRICITY NORTH WEST LIMITED | PV | NO | 0 | 0 | 0.06 |  |  |  | 0 | 0 | 0 |  |  |  | 0 | 0 | 0 | NO | CONNECTED | 0.06 | 0.05 | 0.05 | 0.08 | 0.08 | 2024-05-20 | 0 |  |  | 0 | 0 | [8 empty] | 2024-06-12 00:00:00 | 53.379 | -2.1352
DATA NOT AVAILABLE | DATA NOT AVAILABLE | NOVALUX ENERGY | PREMIER INN ( SOLAR 1 ) MANCHESTER HEATON PARK MIDDLETON ROAD, MANCHESTER, M8 4NB | PREMIER INN ( SOLAR 1 ) | MANCHESTER HEATON PARK MIDDLETON ROAD | MANCHESTER | GREATER MANCHESTER | M8 4NB | ENGLAND | 383813 | 403704 | WHITEGATE GSP | RED BANK GRID | BLACKLEY (100605) | 0.4 | ELECTRICITY NORTH WEST LIMITED | PV | NO | 0 | 0 | 0.056 |  |  |  | 0 | 0 | 0 |  |  |  | 0 | 0 | 0 | NO | CONNECTED | 0.056 | 0.04 | 0.04 | 0.122 | 0.122 | 2024-05-28 | 0 |  |  | 0 | 0 | [8 empty] | 2024-06-12 00:00:00 | 53.5297 | -2.2457
DATA NOT AVAILABLE | DATA NOT AVAILABLE | NEWENCO LIMITED | KIRKLESS LANDFILL | MAKERFIELD WAY | KIRKLESS | HIGHER INCE, WIGAN | GREATER MANCHESTER | WN2 2PR | ENGLAND | 361047 | 405966 | KEARSLEY 132 GSP | ATHERTON | HINDLEY GREEN | 0.4 | ELECTRICITY NORTH WEST LIMITED | LANDFILL GAS | NO | 0 | 0 | 0.065 |  |  |  | 0 | 0 | 0 |  |  |  | 0 | 0 | 0 | NO | ACCEPTED TO CONNECT | 0 |  |  | 0 | 0 |  | 0.065 | 6.5000000000000002E-2 | 6.5000000000000002E-2 | 0.1 | 0.1 | 2024-05-08 | [7 empty] | 2024-06-12 00:00:00 | 53.5489 | -2.5894
DATA NOT AVAILABLE | DATA NOT AVAILABLE | ENERGY ASSETS NETWORKS | EAN13702 PROJECT NEPTUNE | DOCK ROAD | FLEETWOOD FY7 6NN | FLEETWOOD | LANCASHIRE | FY7 6NN | ENGLAND | 333129 | 446917 | PENWORTHAM WEST GSP / STANAH GSP GROUP | THORNTON | COPSE RD | 0.4 | ELECTRICITY NORTH WEST LIMITED | PV | NO | 0 | 0 | 0.225 |  |  |  | 0 | 0 | 0 |  |  |  | 0 | 0 | 0 | NO | ACCEPTED TO CONNECT | 0 |  |  | 0 | 0 |  | 0.225 | 0.22500000000000001 | 0.22500000000000001 | 0.6 | 0.6 | 2024-05-20 | [7 empty] | 2024-06-12 00:00:00 | 53.9141 | -3.0195
DATA NOT AVAILABLE | DATA NOT AVAILABLE | WOODHOUSE LTD | QUALTEX UK LTD UNIT 1 DENTON HALL FARM ROAD, DENTON, MANCHESTER, M34 2SX | QUALTEX UK LTD UNIT 1 DENTON HALL FARM ROAD | DENTON | MANCHESTER | GREATER MANCHESTER | M34 2SX | ENGLAND | 391383 | 394734 | STALYBRIDGE | DROYLSDEN GRID | DENTON WEST (100111) | 0.4 | ELECTRICITY NORTH WEST LIMITED | PV | NO | 0 | 0 | 0.21 |  |  |  | 0 | 0 | 0 |  |  |  | 0 | 0 | 0 |  | CONNECTED | 0.21 | 0.22500000000000001 | 0.22500000000000001 | 0.225 | 0.225 | 2024-06-18 | 0 |  |  | 0 | 0 | [8 empty] | 2024-07-12 00:00:00 | 53.4493 | -2.1312
DATA NOT AVAILABLE | DATA NOT AVAILABLE | WATT ENERGY SAVER | EQ3459 - WELLOCKS & SONS PENDLESIDE | WELLOCKS & SONS PENDLESIDE |  | PENDLESIDE | LANCASHIRE | BB9 6RY | ENGLAND | 384465 | 437863 | PADIHAM - ROCHDALE GSP | NELSON GSP | SPRING COTT (400047) | 0.4 | ELECTRICITY NORTH WEST LIMITED | PV | NO | 0 | 0 | 0.17 |  |  |  | 0 | 0 | 0 |  |  |  | 0 | 0 | 0 |  | CONNECTED | 0.17 | 0.19 | 0.19 | 0.19 | 0.19 | 2024-01-02 | 0 |  |  | 0 | 0 | [8 empty] | 2024-07-12 00:00:00 | 53.8368 | -2.2375
DATA NOT AVAILABLE | DATA NOT AVAILABLE | CWE VESTAS LIMITED | HELMS DEEP |  | BARNACRE | PRESTON | LANCASHIRE | PR3 1RN | ENGLAND | 352517 | 446311 | PENWORTHAM WEST GSP - STANAH | THORNTON BSP | GARSTANG (609903) | 6.6 | ELECTRICITY NORTH WEST LIMITED | WIND | NO | 0 | 0 | 0.225 |  |  |  | 0 | 0 | 0 |  |  |  | 0 | 0 | 0 | NO | ACCEPTED TO CONNECT | 0 |  |  | 0 | 0 |  | 0.225 | -2.5000000000000001E-2 | -2.5000000000000001E-2 | 0 | 0 | 2024-06-04 | [7 empty] | 2024-07-12 00:00:00 | 53.9108 | -2.7243
DATA NOT AVAILABLE | DATA NOT AVAILABLE | APTUS UTILITIES | 2208.016 - LINNEY LANE |  | SHAW | OLDHAM | GREATER MANCHESTER | OL2 8XA | ENGLAND | 394287 | 409312 | WHITEGATE GSP | ROYTON | SHAW | 0.4 | ELECTRICITY NORTH WEST LIMITED | PV | NO | 0 | 0 | 0.201 |  |  |  | 0 | 0 | 0 |  |  |  | 0 | 0 | 0 | NO | ACCEPTED TO CONNECT | 0 |  |  | 0 | 0 |  | 0.201 | 0.20100000000000001 | 0.20100000000000001 | 0.21 | 0.21 | 2024-06-17 | [7 empty] | 2024-07-12 00:00:00 | 53.5804 | -2.0878
DATA NOT AVAILABLE | DATA NOT AVAILABLE | B-ENGINEERING GROUP | AMSPEC LTD | KILSHAW STREET | PEMBERTON | WIGAN | GREATER MANCHESTER | WN5 8EA | ENGLAND | 355266 | 404288 | WASHWAY FARM GSP / KIRKBY GSP GROUP | ORRELL | LAMBERHEAD | 0.4 | ELECTRICITY NORTH WEST LIMITED | PV | NO | 0 | 0 | 0.08 |  |  |  | 0 | 0 | 0 |  |  |  | 0 | 0 | 0 | NO | ACCEPTED TO CONNECT | 0 |  |  | 0 | 0 |  | 0.08 | 0.08 | 0.08 | 0.1 | 0.1 | 2024-06-17 | [7 empty] | 2024-07-12 00:00:00 | 53.5333 | -2.6764
DATA NOT AVAILABLE | DATA NOT AVAILABLE | VOLT GROUP | BURSCOUGH MANOR AND CARE HOME | LIVERPOOL ROAD SOUTH | BURSCOUGH | ORMSKIRK | LANCASHIRE | L40 7SU | ENGLAND | 343449 | 410798 | PENWORTHAM WEST GSP / STANAH GSP GROUP | WRIGHTINGTON | BURSCOUGH BRIDGE | 0.4 | ELECTRICITY NORTH WEST LIMITED | PV | NO | 0 | 0 | 0.06 |  |  |  | 0 | 0 | 0 |  |  |  | 0 | 0 | 0 | NO | ACCEPTED TO CONNECT | 0 |  |  | 0 | 0 |  | 0.06 | 0.06 | 0.06 | 0.06 | 0.06 | 2024-06-18 | [7 empty] | 2024-07-12 00:00:00 | 53.5907 | -2.8558
DATA NOT AVAILABLE | DATA NOT AVAILABLE | GREENLITE GROUP | EDGE HILL UNIVERSITY | PHASE 14 RESIDENTIAL BLOCKS | ST. HELENS ROAD | ORMSKIRK | LANCASHIRE | L39 4QP | ENGLAND | 342145 | 407446 | WASHWAY FARM GSP / KIRKBY GSP GROUP | SKELMERSDALE | ORMSKIRK | 0.4 | ELECTRICITY NORTH WEST LIMITED | PV | NO | 0 | 0 | 0.22 |  |  |  | 0 | 0 | 0 |  |  |  | 0 | 0 | 0 | NO | ACCEPTED TO CONNECT | 0 |  |  | 0 | 0 |  | 0.22 | 0.22 | 0.22 | 0.22 | 0.22 | 2024-06-18 | [7 empty] | 2024-07-12 00:00:00 | 53.5604 | -2.8749
DATA NOT AVAILABLE | DATA NOT AVAILABLE | ENVIRONMENTAL ENERGIES LTD | MERLEWOOD COUNTRY PARK |  | CARTFORD | PRESTON | LANCASHIRE | PR3 0YP | ENGLAND | 342251 | 440667 | PENWORTHAM EAST GSP / ROCHDALE SGT 1 GROUP | RIBBLE | MOORSIDE | 0.4 | ELECTRICITY NORTH WEST LIMITED | PV | NO | 0 | 0 | 0.06 |  |  |  | 0 | 0 | 0 |  |  |  | 0 | 0 | 0 | NO | ACCEPTED TO CONNECT | 0 |  |  | 0 | 0 |  | 0.06 | 0.06 | 0.06 | 0.11 | 0.11 | 2024-06-26 | [7 empty] | 2024-07-12 00:00:00 | 53.859 | -2.8795
DATA NOT AVAILABLE | DATA NOT AVAILABLE | GREEN GRANT INSTALLS | GOLDFINCH DR SUBSTATION | BURY SOLAR | 32 GOLDFINCH DR | BURY | GREATER MANCHESTER | BL9 6JS | ENGLAND | 382065 | 411848 | KEARSLEY 132 GSP | BURY | HEAP BRIDGE | 6.6 | ELECTRICITY NORTH WEST LIMITED | PV | NO | 0 | 0 | 0.06 |  |  |  | 0 | 0 | 0 |  |  |  | 0 | 0 | 0 | NO | ACCEPTED TO CONNECT | 0 |  |  | 0 | 0 |  | 0.06 | 0.06 | 0.06 | 0.06 | 0.06 | 2024-06-28 | [7 empty] | 2024-07-12 00:00:00 | 53.6029 | -2.2725
DATA NOT AVAILABLE | DATA NOT AVAILABLE | RIVER ENERGY & RENEWABLES LTD | MAHOGANY CARE HOME, 20 MARSDEN STREET, NEWTOWN, WIGAN | MAHOGANY CARE HOME | 20 MARSDEN STREET, NEWTOWN | WIGAN | LANCASHIRE | WN5 0TS | ENGLAND | 379992 | 411126 | WASHWAY FARM GSP - KIRKBY GSP | WIGAN GRID | GREEN ST (200410) | 0.4 | ELECTRICITY NORTH WEST LIMITED | PV | NO | 0 | 0 | 0.055 |  |  |  | 0 | 0 | 0 |  |  |  | 0 | 0 | 0 |  | CONNECTED | 0.055 | 0.03 | 0.03 | 0.06 | 0.06 | 2024-05-24 | 0 |  |  | 0 | 0 | [8 empty] | 2024-09-13 00:00:00 | 53.5963 | -2.3038
DATA NOT AVAILABLE | DATA NOT AVAILABLE | GO LOW CARBON | NETHERBY HALL LTD - PENTON BRIDGE INN PENTON, CARLISLE | NETHERBY HALL LTD | PENTON BRIDGE INN PENTON | CARLISLE | CUMBRIA | CA6 5QB | ENGLAND | 343830 | 576509 | HARKER - HUTTON | SPADEADAM | EASTON (609612) | 0.4 | ELECTRICITY NORTH WEST LIMITED | PV | NO | 0 | 0 | 0.08 |  |  |  | 0 | 0 | 0 |  |  |  | 0 | 0 | 0 |  | ACCEPTED TO CONNECT | 0 |  |  | 0 | 0 |  | 0.08 | 0.04 | 0.04 | 0.1 | 0.1 | 2027-04-22 | [7 empty] | 2024-09-13 00:00:00 | 55.0798 | -2.8814
DATA NOT AVAILABLE | DATA NOT AVAILABLE | INSPIREDE ENERGY | INTERFLOOR PHASE 2 PV - INTERFLOOR LTD BROADWAY, HASLINGDEN, ROSSENDALE | INTERFLOOR PHASE 2 PV - INTERFLOOR LTD BROADWAY | INTERFLOOR LTD BROADWAY, HASLINGDEN | ROSSENDALE | GREATER MANCHESTER | BB4 4LS | ENGLAND | 379055 | 421803 | PADIHAM - ROCHDALE GSP | ROSSENDALE BSP | RAWTENSTALL RD (400090) | 11 | ELECTRICITY NORTH WEST LIMITED | PV | NO | 0 | 0 | 0.77 |  |  |  | 0 | 0 | 0 |  |  |  | 0 | 0 | 0 |  | ACCEPTED TO CONNECT | 0 |  |  | 0 | 0 |  | 0.77 | 0.2 | 0.2 | 27 | 27 | 2024-06-28 | [7 empty] | 2024-09-13 00:00:00 | 53.6922 | -2.3187
DATA NOT AVAILABLE | DATA NOT AVAILABLE | PERFECT SENSE ENERGY | TREVORS FOODSERVICE - WAREHOUSE AND DISTRIBUTION, DOCK AVENUE, FLEETWOOD | TREVORS FOODSERVICE - WAREHOUSE AND DISTRIBUTION | DOCK AVENUE | FLEETWOOD | LANCASHIRE | FY7 6NN | ENGLAND | 333253 | 447018 | PENWORTHAM WEST GSP - STANAH | THORNTON BSP | COPSE RD (400105) | 6.6 | ELECTRICITY NORTH WEST LIMITED | PV | NO | 0 | 0 | 0.3 |  |  |  | 0 | 0 | 0 |  |  |  | 0 | 0 | 0 |  | CONNECTED | 0.3 | 0.33 | 0.33 | 0.3 | 0.3 | 2024-08-13 | 0 |  |  | 0 | 0 | [8 empty] | 2024-09-13 00:00:00 | 53.915 | -3.0177
DATA NOT AVAILABLE | DATA NOT AVAILABLE | SHAWTON ENERGY | WATERSIDE HOTEL | WILMSLOW ROAD | DIDSBURY | MANCHESTER | GREATER MANCHESTER | M20 5WZ | ENGLAND | 385459 | 389680 | SOUTH MANCHESTER GSP | WEST DIDSBURY | DIDSBURY | 6.6 | ELECTRICITY NORTH WEST LIMITED | PV | NO | 0 | 0 | 0.183 |  |  |  | 0 | 0 | 0 |  |  |  | 0 | 0 | 0 | NO | ACCEPTED TO CONNECT | 0 |  |  | 0 | 0 |  | 0.183 | 0.183 | 0.183 | 0.183 | 0.183 | 2024-08-30 | [7 empty] | 2024-09-13 00:00:00 | 53.4037 | -2.2202
DATA NOT AVAILABLE | DATA NOT AVAILABLE | PERFECT SENSE ENERGY | CHALLENGE WAY | MARTLAND PARK |  | WIGAN | GREATER MANCHESTER | WN5 0LD | ENGLAND | 355145 | 406548 | WASHWAY FARM GSP / KIRKBY GSP GROUP | ORRELL | KITT GREEN | 6.6 | ELECTRICITY NORTH WEST LIMITED | PV | NO | 0 | 0 | 0.11 |  |  |  | 0 | 0 | 0 |  |  |  | 0 | 0 | 0 | NO | ACCEPTED TO CONNECT | 0 |  |  | 0 | 0 |  | 0.11 | 0.11 | 0.11 | 0.3 | 0.3 | 2024-07-08 | [7 empty] | 2024-09-17 00:00:00 | 53.5536 | -2.6785
DATA NOT AVAILABLE | DATA NOT AVAILABLE | PN DALY LTD | PND7675 OLD HALL FARM | CAPERNWRAY ROAD |  | OVER KELLET | CUMBRIA | LA6 1BY | ENGLAND | 352142 | 470216 | HEYSHAM GSP | LANCASTER | BOLTON LE SANDS | 0.4 | ELECTRICITY NORTH WEST LIMITED | PV | NO | 0 | 0 | 0.107 |  |  |  | 0 | 0 | 0 |  |  |  | 0 | 0 | 0 | NO | ACCEPTED TO CONNECT | 0 |  |  | 0 | 0 |  | 0.107 | 0.107 | 0.107 | 0.241 | 0.241 | 2024-07-17 | [7 empty] | 2024-09-17 00:00:00 | 54.1256 | -2.7338
DATA NOT AVAILABLE | DATA NOT AVAILABLE | APTUS UTILITIES | AP2191 BARDEN LANE |  |  | BURNLEY | LANCASHIRE | BB12 0DQ | ENGLAND | 384109 | 434725 | ROCHDALE SGTS 2 3 4 | BURNLEY | BURNLEY NORTH | 0.4 | ELECTRICITY NORTH WEST LIMITED | PV | NO | 0 | 0 | 0.113 |  |  |  | 0 | 0 | 0 |  |  |  | 0 | 0 | 0 | NO | ACCEPTED TO CONNECT | 0 |  |  | 0 | 0 |  | 0.113 | 0.113 | 0.113 | 0.203 | 0.203 | 2024-07-22 | [7 empty] | 2024-09-17 00:00:00 | 53.8086 | -2.2428
DATA NOT AVAILABLE | DATA NOT AVAILABLE | MUA GROUP | MUA0002595 - BCA NUMBER 4322 - MARITIME SITE | 103 BARTON DOCK ROAD | TRAFFORD PARK | MANCHESTER | GREATER MANCHESTER | M32 0YQ | ENGLAND | 378941 | 395649 | SOUTH MANCHESTER GSP | STRETFORD | MOSLEY RD | 6.6 | ELECTRICITY NORTH WEST LIMITED | PV | NO | 0 | 0 | 0.156 |  |  |  | 0 | 0 | 0 |  |  |  | 0 | 0 | 0 | NO | ACCEPTED TO CONNECT | 0 |  |  | 0 | 0 |  | 0.156 | 0.156 | 0.156 | 0.746 | 0.746 | 2024-07-22 | [7 empty] | 2024-09-17 00:00:00 | 53.4572 | -2.3186
DATA NOT AVAILABLE | DATA NOT AVAILABLE | PURDHAM AND WAUGH LTD | WCF LTD, CRAW HALL, BRAMPTON, CARLISLE, CUMBRIA | WCF LTD, CRAW HALL | BRAMPTON | CARLISLE | CUMBRIA | CA8 1TN | ENGLAND | 353300 | 561059 | HARKER - HUTTON | CARLISLE 33KV | CAPONTREE (609611) | 0.4 | ELECTRICITY NORTH WEST LIMITED | PV | NO | 0 | 0 | 0.05 |  |  |  | 0 | 0 | 0 |  |  |  | 0 | 0 | 0 |  | CONNECTED | 0.05 | 0.05 | 0.05 | 0.06 | 0.06 | 2024-09-02 | 0 |  |  | 0 | 0 | [8 empty] | 2024-10-14 00:00:00 | 54.942 | -2.7305
DATA NOT AVAILABLE | DATA NOT AVAILABLE | R&B MECHANICAL AND ELECTRICAL LTD | SPAR - EDENSIDE GARAGE, NORTH ROAD, KIRKBY STEPHEN | SPAR - EDENSIDE GARAGE | NORTH ROAD | KIRKBY STEPHEN | CUMBRIA | CA17 4RP | ENGLAND | 377435 | 509170 | HARKER - HUTTON | PENRITH BSP | KIRKBY STEPHEN (609660) | 0.4 | ELECTRICITY NORTH WEST LIMITED | PV | NO | 0 | 0 | 0.0748 |  |  |  | 0 | 0 | 0 |  |  |  | 0 | 0 | 0 |  | CONNECTED | 0.0748 | 5.5E-2 | 5.5E-2 | 0.112 | 0.112 | 2024-09-23 | 0 |  |  | 0 | 0 | [8 empty] | 2024-10-14 00:00:00 | 54.4774 | -2.3497
DATA NOT AVAILABLE | DATA NOT AVAILABLE | APG DOMESTIC SERVICES LTD | APC OVERNIGHT - ASTON WAY, MOSS SIDE IND ESTATE, LEYLAND, | APC OVERNIGHT - ASTON WAY | MOSS SIDE IND ESTATE | LEYLAND | LANCASHIRE | PR26 7UX | ENGLAND | 351800 | 423119 | PENWORTHAM WEST GSP - STANAH | LEYLAND BSP | SEVEN STARS (400219) | 0.4 | ELECTRICITY NORTH WEST LIMITED | PV | NO | 0 | 0 | 0.08 |  |  |  | 0 | 0 | 0 |  |  |  | 0 | 0 | 0 |  | CONNECTED | 0.08 | 0.06 | 0.06 | 0.08 | 0.08 | 2024-08-20 | 0 |  |  | 0 | 0 | [8 empty] | 2024-10-14 00:00:00 | 53.7023 | -2.7316
DATA NOT AVAILABLE | DATA NOT AVAILABLE | EMBER ENERGY | JS AND KM WILSON AND SON | HIGHHOUSE FARM | HELSINGTON | KENDAL | CUMBRIA | LA8 8AG | ENGLAND | 349518 | 489640 | HARKER ENWL SGTS 1 2 3A 4 / HUTTON GSP GROUP | KENDAL (PARKSIDE RD) | KENDAL | 11 | ELECTRICITY NORTH WEST LIMITED | PV | NO | 0 | 0 | 0.06 |  |  |  | 0 | 0 | 0 |  |  |  | 0 | 0 | 0 | NO | ACCEPTED TO CONNECT | 0 |  |  | 0 | 0 |  | 0.06 | 0.06 | 0.06 | 0.06 | 0.06 | 2024-09-03 | [7 empty] | 2024-10-14 00:00:00 | 54.2999 | -2.7772
DATA NOT AVAILABLE | DATA NOT AVAILABLE | PERFECT SENSE ENERGY | PYROGUARD UK LTD | HEAD OFFICE (H1) - INTERNATIONAL HOUSE | MILLFIELD LANE HAYDOCK | ST HELENS | MERSEYSIDE | WA11 9GA | ENGLAND | 356302 | 398158 | BOLD | GOLBORNE | HAYDOCK | 11 | ELECTRICITY NORTH WEST LIMITED | PV | NO | 0 | 0 | 0.2 |  |  |  | 0 | 0 | 0 |  |  |  | 0 | 0 | 0 | NO | ACCEPTED TO CONNECT | 0 |  |  | 0 | 0 |  | 0.2 | 0.2 | 0.2 | 0.75 | 0.75 | 2024-09-10 | [7 empty] | 2024-10-14 00:00:00 | 53.4783 | -2.6599
DATA NOT AVAILABLE | DATA NOT AVAILABLE | ELECK ENERGY | CARDINAL NEWMAN COLLEGE | LARKHILL ROAD |  | PRESTON | LANCASHIRE | PR1 4HD | ENGLAND | 354690 | 429206 | PENWORTHAM EAST GSP / ROCHDALE SGT 1 GROUP | PRESTON EAST | AVENHAM | 6.6 | ELECTRICITY NORTH WEST LIMITED | PV | NO | 0 | 0 | 0.14 |  |  |  | 0 | 0 | 0 |  |  |  | 0 | 0 | 0 | NO | ACCEPTED TO CONNECT | 0 |  |  | 0 | 0 |  | 0.14 | 0.14000000000000001 | 0.14000000000000001 | 0.14 | 0.14 | 2024-09-03 | [7 empty] | 2024-10-14 00:00:00 | 53.7572 | -2.6887
DATA NOT AVAILABLE | DATA NOT AVAILABLE | LOGICOR LTD | LITTLE HULTON DISTRIBUTION CENTRE | WORSLEY TRADING ESTATE | LITTLE HULTON | MANCHESTER | GREATER MANCHESTER | M38 0PT | ENGLAND | 371010 | 403814 | KEARSLEY LOCAL 33 GSP | DATA NOT AVAILABLE | LITTLE HULTON | 11 | ELECTRICITY NORTH WEST LIMITED | PV | NO | 0 | 0 | 0.41 |  |  |  | 0 | 0 | 0 |  |  |  | 0 | 0 | 0 | NO | ACCEPTED TO CONNECT | 0 |  |  | 0 | 0 |  | 0.41 | 0.41 | 0.41 | 1.5 | 1.5 | 2024-09-19 | [7 empty] | 2024-10-14 00:00:00 | 53.5302 | -2.4388
DATA NOT AVAILABLE | DATA NOT AVAILABLE | APG DOMESTIC SERVICES LTD | UNIT 1 DEWHURST ROW | BAMBER BRIDGE |  | PRESTON | LANCASHIRE | PR5 6SW | ENGLAND | 358708 | 433498 | PENWORTHAM EAST GSP / ROCHDALE SGT 1 GROUP | PRESTON EAST | PRESTON EAST | 6.6 | ELECTRICITY NORTH WEST LIMITED | PV | NO | 0 | 0 | 0.08 |  |  |  | 0 | 0 | 0 |  |  |  | 0 | 0 | 0 | NO | ACCEPTED TO CONNECT | 0 |  |  | 0 | 0 |  | 0.08 | 0.08 | 0.08 | 0.08 | 0.08 | 2024-09-17 | [7 empty] | 2024-10-14 00:00:00 | 53.7961 | -2.6283
DATA NOT AVAILABLE | DATA NOT AVAILABLE | ATLANTIC RENEWABLES | OLEA CARE GROUP LTD | 20 TORKINGTON ROAD | HAZEL GROVE | STOCKPORT | CHESHIRE | SK7 4RQ | ENGLAND | 392707 | 386857 | BREDBURY GSP | HAZEL GROVE | NORBURY | 0.4 | ELECTRICITY NORTH WEST LIMITED | PV | NO | 0 | 0 | 0.08 |  |  |  | 0 | 0 | 0 |  |  |  | 0 | 0 | 0 | NO | ACCEPTED TO CONNECT | 0 |  |  | 0 | 0 |  | 0.08 | 0.08 | 0.08 | 0 | 0 | 2024-09-16 | [7 empty] | 2024-10-14 00:00:00 | 53.3785 | -2.1111
DATA NOT AVAILABLE | DATA NOT AVAILABLE | EMBER ENERGY | RH WILSON (LAKES) LTD | HOBSON LANE |  | KIRKBY STEPHEN | CUMBRIA | CA17 4RN | ENGLAND | DATA NOT AVAILABLE | DATA NOT AVAILABLE | HARKER ENWL SGTS 1 2 3A 4 / HUTTON GSP GROUP | PENRITH & SHAP | KIRKBY STEPHEN | DATA NOT AVAILABLE | ELECTRICITY NORTH WEST LIMITED | PV | NO | 0 | 0 | 0.1 |  |  |  | 0 | 0 | 0 |  |  |  | 0 | 0 | 0 | NO | ACCEPTED TO CONNECT | 0 |  |  | 0 | 0 |  | 0.1 | 0.1 | 0.1 | 0.102 | 0.102 | 2024-09-26 | [7 empty] | 2024-10-14 00:00:00
DATA NOT AVAILABLE | DATA NOT AVAILABLE | STERN WIND LTD | COMMONGATE, WHITEHAVEN | COMMONGATE FARM LOW MORESBY WHITEHAVEN | COMMONGATE FARM LOW MORESBY WHITEHAVEN | WHITEHAVEN | CUMBRIA | CA28 6RX | ENGLAND | 300235.598 | 521201.72899999999 | HARKER - HUTTON | STAINBURN | HDA NO1 (609306) | 11 | ELECTRICITY NORTH WEST LIMITED | WIND |  | 0 | 0 | 0.5 |  |  |  | 0 | 0 | 0 |  |  |  | 0 | 0 | 0 |  | CONNECTED | 0.5 | 0.47499999999999998 | 0.5 | 0.019 | 0.02 | 2014-01-01 | 0 |  |  | 0 | 0 | [8 empty] | 2023-05-12 00:00:00 | 54.5761 | -3.5449
DATA NOT AVAILABLE | DATA NOT AVAILABLE | RENEWABLES 4 BUSINESS LTD | GREATER MANCHESTER FIRE AND RESCUE, WELLINGTON STREET, BURY | GREATER MANCHESTER FIRE AND RESCUE, WELLINGTON STREET, BURY | GREATER MANCHESTER FIRE AND RESCUE, WELLINGTON STREET, BURY | BURY | GREATER MANCHESTER | BL8 2AL | ENGLAND | 379453.54800000001 | 410397.59600000002 | KEARSLEY GSP | BURY GRID | CHAMBERHALL (200205) | 0.41499999999999998 | ELECTRICITY NORTH WEST LIMITED | PV |  | 0 | 0 | 0.10865 |  |  |  | 0 | 0 | 0 |  |  |  | 0 | 0 | 0 |  | CONNECTED | 0.10865 | 3.3250000000000002E-2 | 3.5000000000000003E-2 | 0.0855 | 0.09 | 2016-12-21 | 0 |  |  | 0 | 0 | [8 empty] | 2023-05-12 00:00:00 | 53.5898 | -2.3119
DATA NOT AVAILABLE | DATA NOT AVAILABLE |  |  | MARINE TERMINAL RAMSDEN DOCK BARROW | MARINE TERMINAL RAMSDEN DOCK BARROW | BARROW-IN-FURNESS | CUMBRIA | LA14 2XA | ENGLAND | 320789.467 | 467723.93300000002 | HARKER - HUTTON | SANDGATE | SANDGATE PRIMARY (609004) | 11 | ELECTRICITY NORTH WEST LIMITED | PV |  | 0 | 0 | 0.055 |  |  |  | 0 | 0 | 0 |  |  |  | 0 | 0 | 0 |  | CONNECTED | 0.055 | 0 | 0 | 1.235 | 1.3 | 2014-03-01 | 0 |  |  | 0 | 0 | [8 empty] | 2023-05-12 00:00:00 | 54.0993 | -3.2128
DATA NOT AVAILABLE | DATA NOT AVAILABLE |  |  | HILTI WAREHOUSE, BREDBURY PARK INDUSTRIAL ESTATE, ASHTON ROAD, BREDBURY | HILTI WAREHOUSE, BREDBURY PARK INDUSTRIAL ESTATE, ASHTON ROAD, BREDBURY | STOCKPORT | GREATER MANCHESTER | SK6 2SX | ENGLAND | 392318.61 | 392749.43 | BREDBURY | VERNON PK GRID | WOODLEY (303215) | 11 | ELECTRICITY NORTH WEST LIMITED | PV |  | 0 | 0 | 0.05 |  |  |  | 0 | 0 | 0 |  |  |  | 0 | 0 | 0 |  | CONNECTED | 0.05 | 0 | 0 | 0.10925 | 0.115 | 2016-06-01 | 0 |  |  | 0 | 0 | [8 empty] | 2023-05-12 00:00:00 | 53.4315 | -2.1171
DATA NOT AVAILABLE | DATA NOT AVAILABLE |  |  | SAINSBURY'S DEEPDALE RD PRESTON | DEEPDALE RD | PRESTON | LANCASHIRE | PR1 6PJ | ENGLAND | 354933.64899999998 | 431279.21799999999 | PENWORTHAM EAST GSP - ROCHDALE GSP | RIBBLE GSP | BUSHELL ST (400418) | 6.6 | ELECTRICITY NORTH WEST LIMITED | PV |  | 0 | 0 | 0.0515 |  |  |  | 0 | 0 | 0 |  |  |  | 0 | 0 | 0 |  | CONNECTED | 0.0515 | 0 | 0 | 0.4655 | 0.49 | 2011-02-01 | 0 |  |  | 0 | 0 | [8 empty] | 2023-05-12 00:00:00 | 53.7759 | -2.6853
DATA NOT AVAILABLE | DATA NOT AVAILABLE | UNITED UTILITIES | WORSTHORNE | WORSTHORNE WTW | WORSTHORNE WTW | BURNLEY | LANCASHIRE | BB10 3LP | ENGLAND | 387308.16 | 432884.06 | PADIHAM - ROCHDALE GSP | BURNLEY GSP | ATHLETIC ST (400052) | 6.6 | ELECTRICITY NORTH WEST LIMITED | PV |  | 0 | 0 | 0.5 |  |  |  | 0 | 0 | 0 |  |  |  | 0 | 0 | 0 |  | CONNECTED | 0.5 | 0.23749999999999999 | 0.25 | 0.25555 | 0.269 | 2015-12-23 | 0 |  |  | 0 | 0 | [8 empty] | 2023-05-12 00:00:00 | 53.7921 | -2.1941
DATA NOT AVAILABLE | DATA NOT AVAILABLE |  |  | TESCO, OLDHAM (STANDBY | TESCO EXTRA, HUDDERSFIELD ROAD | OLDHAM | GREATER MANCHESTER | OL1 3LG | ENGLAND | 394053.929 | 405376.01199999999 | WHITEGATE GSP | GREENHILL | GREENHILL PRIMARY (300024) | 0.41499999999999998 | ELECTRICITY NORTH WEST LIMITED | BIODIESEL |  | 0 | 0 | 0.35 |  |  |  | 0 | 0 | 0 |  |  |  | 0 | 0 | 0 |  | CONNECTED | 0.35 | 0 | 0 | 0.817 | 0.86 | 2009-10-01 | 0 |  |  | 0 | 0 | [8 empty] | 2023-05-12 00:00:00 | 53.545 | -2.0912
DATA NOT AVAILABLE | DATA NOT AVAILABLE |  |  | UUNW CASTLE CARROCK WTW (PHASE 1) | CASTLE CARROCK WTW | CARLISLE | CUMBRIA | CA4 9ND | ENGLAND | 354533.49200000003 | 555127.78500000003 | HARKER - HUTTON | CARLISLE 33KV | CAPONTREE (609611) | 11 | ELECTRICITY NORTH WEST LIMITED | OIL |  | 0 | 0 | 0.08 |  |  |  | 0 | 0 | 0 |  |  |  | 0 | 0 | 0 |  | CONNECTED | 0.08 | 0 | 0 | 0.2717 | 0.286 |  | 0 |  |  | 0 | 0 | [8 empty] | 2023-05-12 00:00:00 | 54.8888 | -2.7103
DATA NOT AVAILABLE | DATA NOT AVAILABLE | HALLIDAYS HYDROPOWER LTD | STRINGERS WEIR HYDRO, STRINGERS WEIR, STOCKPORT | STRINGERS WEIR HYDRO, STRINGERS WEIR, STOCKPORT | STRINGERS WEIR HYDRO, STRINGERS WEIR, STOCKPORT | STOCKPORT | CHESHIRE | SK1 2PE | ENGLAND | 391269.88500000001 | 390835.85600000003 | BREDBURY | VERNON PK GRID | ROMILEY (302963) | 0.41499999999999998 | ELECTRICITY NORTH WEST LIMITED | HYDRO |  | 0 | 0 | 0.075 |  |  |  | 0 | 0 | 0 |  |  |  | 0 | 0 | 0 |  | CONNECTED | 0.075 | 7.1249999999999994E-2 | 7.4999999999999997E-2 | 0.38 | 0.4 | 2017-04-14 | 0 |  |  | 0 | 0 | [8 empty] | 2023-05-12 00:00:00 | 53.4143 | -2.1328
DATA NOT AVAILABLE | DATA NOT AVAILABLE |  |  | EDITH WATSON BUILDING | EDITH WATSON BUILDING | BURNLEY | LANCASHIRE | BB10 2PQ | ENGLAND | 385128.65500000003 | 434787.80499999999 | PADIHAM - ROCHDALE GSP | BURNLEY GSP | BURNLEY GSP (400053) | 6.6 | ELECTRICITY NORTH WEST LIMITED | PV |  | 0 | 0 | 0.066 |  |  |  | 0 | 0 | 0 |  |  |  | 0 | 0 | 0 |  | CONNECTED | 0.066 | 0 | 0 | 2.1375 | 2.25 | 2014-08-01 | 0 |  |  | 0 | 0 | [8 empty] | 2023-05-12 00:00:00 | 53.8092 | -2.2273
DATA NOT AVAILABLE | DATA NOT AVAILABLE |  |  | GREENGATE GENERATION, MIDDLETON | GREENGATE GENERATION, MIDDLETON | ROCHDALE | GREATER MANCHESTER | M24 1SW | ENGLAND | 388274.00099999999 | 403890.74200000003 | WHITEGATE GSP | CHADDERTON GRID | CHADDERTON (300029) | 6.6 | ELECTRICITY NORTH WEST LIMITED | LANDFILL GAS |  | 0 | 0 | 0.205 |  |  |  | 0 | 0 | 0 |  |  |  | 0 | 0 | 0 |  | CONNECTED | 0.205 | 1.9 | 2 | 0.038 | 0.04 | 2013-06-01 | 0 |  |  | 0 | 0 | [8 empty] | 2023-05-12 00:00:00 | 53.5315 | -2.1784
DATA NOT AVAILABLE | DATA NOT AVAILABLE |  |  | UUNW HASLINGDEN GRANE WTW | GRANE RD | ROSSENDALE | LANCASHIRE | BB4 4AU | ENGLAND | 376704.16 | 422566.7 | PADIHAM - ROCHDALE GSP | ROSSENDALE BSP | GRANE RD (400089) | 11 | ELECTRICITY NORTH WEST LIMITED | OIL |  | 0 | 0 | 0.512 |  |  |  | 0 | 0 | 0 |  |  |  | 0 | 0 | 0 |  | CONNECTED | 0.512 | 0.60799999999999998 | 0.64 | 0.247 | 0.26 |  | 0 |  |  | 0 | 0 | [8 empty] | 2023-05-12 00:00:00 | 53.699 | -2.3543
DATA NOT AVAILABLE | DATA NOT AVAILABLE | RENEWABLE RESOURCES | SAINSBURYS MORECAMBE | SAINSBURY'S MORECAMBE | SAINSBURY'S MORECAMBE | LANCASTER | LANCASHIRE | LA4 5TJ | ENGLAND | 344636.97399999999 | 463956.53200000001 | HEYSHAM | LANCASTER | BROADWAY (609902) | 6.6 | ELECTRICITY NORTH WEST LIMITED | PV |  | 0 | 0 | 0.15 |  |  |  | 0 | 0 | 0 |  |  |  | 0 | 0 | 0 |  | CONNECTED | 0.15 | 0 | 0 | 0.399 | 0.42 | 2013-05-01 | 0 |  |  | 0 | 0 | [8 empty] | 2023-05-12 00:00:00 | 54.0686 | -2.8475
DATA NOT AVAILABLE | DATA NOT AVAILABLE |  |  | ASDA HORWICH | LINKWAY, MIDDLEBROOK | BOLTON | GREATER MANCHESTER | BL6 6JA | ENGLAND | 364778.4 | 409890.57 | KEARSLEY GSP | WESTHOUGHTON | LOSTOCK (200113) | 11 | ELECTRICITY NORTH WEST LIMITED | OIL |  | 0 | 0 | 0.64 |  |  |  | 0 | 0 | 0 |  |  |  | 0 | 0 | 0 |  | CONNECTED | 0.64 | 0 | 0 | 0.43415 | 0.457 |  | 0 |  |  | 0 | 0 | [8 empty] | 2023-05-12 00:00:00 | 53.5844 | -2.5335
DATA NOT AVAILABLE | DATA NOT AVAILABLE |  |  | BANKDALE FARM WREAY | BANKDALE FARM WREAY | CARLISLE | CUMBRIA | CA4 0RR | ENGLAND | 341564.47600000002 | 547569.929 | HARKER - HUTTON | PENRITH BSP | HUTTON END (609653) | 11 | ELECTRICITY NORTH WEST LIMITED | WIND |  | 0 | 0 | 0.5 |  |  |  | 0 | 0 | 0 |  |  |  | 0 | 0 | 0 |  | CONNECTED | 0.5 | 0.49969999999999998 | 0.52600000000000002 | 0.019 | 0.02 | 2014-08-01 | 0 |  |  | 0 | 0 | [8 empty] | 2023-05-12 00:00:00 | 54.8196 | -2.9109
DATA NOT AVAILABLE | DATA NOT AVAILABLE |  |  | LOGAN GILL HYDRO, | BROUGHTON IN FURNESS | BROUGHTON IN FURNESS | CUMBRIA | LA20 6EU | ENGLAND | 319488.69199999998 | 489935.424 | HARKER - HUTTON | ULVERSTON | KIRKBY MOOR (609043) | 6.6 | ELECTRICITY NORTH WEST LIMITED | HYDRO |  | 0 | 0 | 0.45 |  |  |  | 0 | 0 | 0 |  |  |  | 0 | 0 | 0 |  | CONNECTED | 0.45 | 0.49969999999999998 | 0.52600000000000002 | 0.019 | 0.02 | 2009-10-01 | 0 |  |  | 0 | 0 | [8 empty] | 2023-05-12 00:00:00 | 54.2987 | -3.2386
DATA NOT AVAILABLE | DATA NOT AVAILABLE | RENEWABLE RESOURCES | SAINSBURYS CUERDEN WAY BAMBER BRIDGE | SAINSBURY'S BAMBER BRIDGE | SAINSBURY'S BAMBER BRIDGE | PRESTON | LANCASHIRE | PR5 6BJ | ENGLAND | 356013.18400000001 | 425352.09100000001 | PENWORTHAM EAST GSP - ROCHDALE GSP | RIBBLE GSP | BAMBER BRIDGE (400201) | 11 | ELECTRICITY NORTH WEST LIMITED | PV |  | 0 | 0 | 0.145 |  |  |  | 0 | 0 | 0 |  |  |  | 0 | 0 | 0 |  | CONNECTED | 0.145 | 0 | 0 | 0.4655 | 0.49 | 2013-05-01 | 0 |  |  | 0 | 0 | [8 empty] | 2023-05-12 00:00:00 | 53.7227 | -2.6681
DATA NOT AVAILABLE | DATA NOT AVAILABLE | LOW CARBON ENERGY | BLACKBURN LEISURE, FIELDEN ST, BLACKBURN | BLACKBURN LEISURE, FIELDEN ST, BLACKBURN | BLACKBURN LEISURE CENTRE FEILDEN STREET | BLACKBURN | LANCASHIRE | BB2 1LH | ENGLAND | 367947.804 | 428041.19 | PENWORTHAM EAST GSP - ROCHDALE GSP | BLACKBURN | RANDAL ST (400017) | 6.6 | ELECTRICITY NORTH WEST LIMITED | PV |  | 0 | 0 | 0.12 |  |  |  | 0 | 0 | 0 |  |  |  | 0 | 0 | 0 |  | CONNECTED | 0.12 |  |  | 0.475 | 0.5 |  | 0 |  |  | 0 | 0 | [8 empty] | 2023-05-12 00:00:00 | 53.7477 | -2.4875
DATA NOT AVAILABLE | DATA NOT AVAILABLE |  |  | BLACKBURN WWTW CUERDALE LANE SALMESBURY | BLACKBURN WWTW CUERDALE LANE SALMESBURY | PRESTON | LANCASHIRE | PR5 0UY | ENGLAND | 360278.79200000002 | 429584.772 | PENWORTHAM WEST GSP - STANAH | LEYLAND BSP | HIGHER WALTON (400207) | 6.6 | ELECTRICITY NORTH WEST LIMITED | HYDRO |  | 0 | 0 | 0.17 |  |  |  | 0 | 0 | 0 |  |  |  | 0 | 0 | 0 |  | CONNECTED | 0.17 | 0 | 0 | 1.2074 | 1.271 | 2012-08-01 | 0 |  |  | 0 | 0 | [8 empty] | 2023-05-12 00:00:00 | 53.7611 | -2.604
DATA NOT AVAILABLE | DATA NOT AVAILABLE | WLT NHS FOUNDATION TRUST | GENERATOR B WRGHTINGTON HOSPITAL, HALL LANE .APPLEY BRIDGE, WIGAN | GEN B, WRIGHTINGTON HOSPITAL, | GEN B, WRIGHTINGTON HOSPITAL, | WIGAN | LANCASHIRE | WN6 9EP | ENGLAND | 353004.97100000002 | 410650.86599999998 | PENWORTHAM WEST GSP - STANAH | WRIGHTINGTON | STANDISH (200407) | 11 | ELECTRICITY NORTH WEST LIMITED | OIL |  | 0 | 0 | 0.8 |  |  |  | 0 | 0 | 0 |  |  |  | 0 | 0 | 0 |  | CONNECTED | 0.8 | 0 | 0 | 1.14 | 1.2 | 2014-02-01 | 0 |  |  | 0 | 0 | [8 empty] | 2023-05-12 00:00:00 | 53.5903 | -2.7114
DATA NOT AVAILABLE | DATA NOT AVAILABLE |  |  | GMW COBDEN ST SALFORD | GMW COBDEN ST SALFORD | SALFORD | GREATER MANCHESTER | M6 6NA | ENGLAND | 380848.109 | 400021.25599999999 | KEARSLEY GSP | AGECROFT BSP | THE HEIGHT (100632) | 11 | ELECTRICITY NORTH WEST LIMITED | LANDFILL GAS |  | 0 | 0 | 0.75 |  |  |  | 0 | 0 | 0 |  |  |  | 0 | 0 | 0 |  | CONNECTED | 0.75 | 2.375 | 2.5 | 2.375 | 2.5 | 2011-08-01 | 0 |  |  | 0 | 0 | [8 empty] | 2023-05-12 00:00:00 | 53.4965 | -2.2902
DATA NOT AVAILABLE | DATA NOT AVAILABLE | UNITED UTILITIES | SWEETLOVES, BELMONT ROAD, BOLTON | SWEETLOVES, BELMONT ROAD, BOLTON | SWEETLOVES, BELMONT ROAD, BOLTON | BOLTON | GREATER MANCHESTER | BL1 7EB | ENGLAND | 370991.087 | 412596.45899999997 | KEARSLEY GSP | BOLTON GRID | WORDSWORTH ST (200105) | 6.6 | ELECTRICITY NORTH WEST LIMITED | PV |  | 0 | 0 | 0.297 |  |  |  | 0 | 0 | 0 |  |  |  | 0 | 0 | 0 |  | CONNECTED | 0.297 | 0.61749999999999994 | 0.65 | 0.47785 | 0.503 | 2016-03-30 | 0 |  |  | 0 | 0 | [8 empty] | 2023-05-12 00:00:00 | 53.6091 | -2.4399
DATA NOT AVAILABLE | DATA NOT AVAILABLE |  |  | UUNW QUERNMORE PS | QUERNMORE PARK | LANCASTER | LANCASHIRE | LA2 | ENGLAND | 351818.04399999999 | 464204.90299999999 | HEYSHAM GSP | LANCASTER | DATA NOT AVAILABLE | 33 | ELECTRICITY NORTH WEST LIMITED | PV |  | 0 | 0 | 0.5 |  |  |  | 0 | 0 | 0 |  |  |  | 0 | 0 | 0 |  | CONNECTED | 0.5 | 0.47499999999999998 | 0.5 | 1.4545 | 1.531 |  | 0 |  |  | 0 | 0 | [8 empty] | 2023-05-12 00:00:00 | 54.0715 | -2.7378
DATA NOT AVAILABLE | DATA NOT AVAILABLE |  |  | TRAFFORD PARK SAWMILLS, VILLAGE WAY | TRAFFORD PARK SAWMILLS, VILLAGE WAY | MANCHESTER | GREATER MANCHESTER | M17 1AD | ENGLAND | 378943.54 | 396955.26299999998 | SOUTH MANCHESTER GSP | STRETFORD GRID | MOSLEY RD (100621) | 6.6 | ELECTRICITY NORTH WEST LIMITED | PV |  | 0 | 0 | 0.25 |  |  |  | 0 | 0 | 0 |  |  |  | 0 | 0 | 0 |  | CONNECTED | 0.25 | 0 | 0 | 0.817 | 0.86 | 2013-09-01 | 0 |  |  | 0 | 0 | [8 empty] | 2023-05-12 00:00:00 | 53.4689 | -2.3187
DATA NOT AVAILABLE | DATA NOT AVAILABLE |  |  | THE WINERY FAIRHILLS RD IRLAM | THE WINERY FAIRHILLS RD IRLAM | MANCHESTER | GREATER MANCHESTER | M44 6BD | ENGLAND | 372306.62599999999 | 393667.50699999998 | CARRINGTON | CARRINGTON BSP | IRLAM (100615) | 6.6 | ELECTRICITY NORTH WEST LIMITED | PV |  | 0 | 0 | 0.25 |  |  |  | 0 | 0 | 0 |  |  |  | 0 | 0 | 0 |  | CONNECTED | 0.25 | 0 | 0 | 0.646 | 0.68 | 2013-02-01 | 0 |  |  | 0 | 0 | [8 empty] | 2023-05-12 00:00:00 | 53.439 | -2.4184
DATA NOT AVAILABLE | DATA NOT AVAILABLE |  |  | MORRISON SUPERMARKET CHADDERTON | TWEEDALE WAY, CHADDERTON | CHADDERTON | GREATER MANCHESTER | OL9 7LD | ENGLAND | 389861.587 | 402859.79499999998 | WHITEGATE GSP | CHADDERTON GRID | HOLLINWOOD (307008) | 6.6 | ELECTRICITY NORTH WEST LIMITED | NATURAL GAS |  | 0 | 0 | 0.183 |  |  |  | 0 | 0 | 0 |  |  |  | 0 | 0 | 0 |  | CONNECTED | 0.183 | 0 | 0 | 0.51775 | 0.545 | 2009-11-01 | 0 |  |  | 0 | 0 | [8 empty] | 2023-05-12 00:00:00 | 53.5223 | -2.1544
DATA NOT AVAILABLE | DATA NOT AVAILABLE | H&H LAND & PROPERTY LTD | BIRCHWOOD FARMS, MONKCASTLE, SOUTHWAITE | BIRCHWOOD FARMS, MONKCASTLE, SOUTHWAITE | MONKCASTLE FARM | CARLISLE | CUMBRIA | CA4 0PZ | ENGLAND | 342843.75199999998 | 546466.35900000005 | HARKER - HUTTON | PENRITH BSP | HUTTON END (609653) | 11 | ELECTRICITY NORTH WEST LIMITED | WIND |  | 0 | 0 | 0.5 |  |  |  | 0 | 0 | 0 |  |  |  | 0 | 0 | 0 |  | CONNECTED | 0.5 | 0.49969999999999998 | 0.52600000000000002 | 0.19 | 0.2 | 2016-09-01 | 0 |  |  | 0 | 0 | [8 empty] | 2023-05-12 00:00:00 | 54.8098 | -2.8908
DATA NOT AVAILABLE | DATA NOT AVAILABLE | UTILITY ENGINEERING SOLUTIONS LTD | HEYSHAM PORT, HEYSHAM | HEYSHAM PORT WINDFARM |  | HEYSHAM | LANCASHIRE | LA3 2UH | ENGLAND | 339867.72200000001 | 460329.70199999999 | HEYSHAM | TRIMPELL | TRIMPELL (609918) | 11 | ELECTRICITY NORTH WEST LIMITED | WIND |  | 0 | 0 | 0.5 |  |  |  | 0 | 0 | 0 |  |  |  | 0 | 0 | 0 |  | CONNECTED | 0.5 | 0.47499999999999998 | 0.5 | 0.019 | 0.02 | 2016-08-19 | 0 |  |  | 0 | 0 | [8 empty] | 2023-05-12 00:00:00 | 54.0354 | -2.9196
DATA NOT AVAILABLE | DATA NOT AVAILABLE |  | BENNET BANK THWAITE FLAT BARROW IN FURNESS | BENNET BANK THWAITE FLAT BARROW IN FURNESS | BENNET BANK THWAITE FLAT BARROW IN FURNESS | BARROW-IN-FURNESS | CUMBRIA | LA14 4QH | ENGLAND | 321171.25900000002 | 474654.54599999997 | HARKER - HUTTON | BARROW-DEVONSHIRE RD | BARROW-DEVONSHIRE RD PRIMARY (609001) | 11 | ELECTRICITY NORTH WEST LIMITED | WIND |  | 0 | 0 | 0.5 |  |  |  | 0 | 0 | 0 |  |  |  | 0 | 0 | 0 |  | CONNECTED | 0.5 | 0.47499999999999998 | 0.5 | 0.019 | 0.02 | 2016-09-09 | 0 |  |  | 0 | 0 | [8 empty] | 2023-05-12 00:00:00 | 54.1616 | -3.2088
DATA NOT AVAILABLE | DATA NOT AVAILABLE |  |  | STAND LEES FARM, ASHWORTH ROAD, ROCHDALE | STAND LEES FARM, ASHWORTH ROAD, ROCHDALE | ROCHDALE | GREATER MANCHESTER | OL11 5UN | ENGLAND | 382926.90600000002 | 415274.23999999999 | KEARSLEY 132 GSP | BURY | CHAMBERHALL | 6.6 | ELECTRICITY NORTH WEST LIMITED | WIND |  | 0 | 0 | 0.5 |  |  |  | 0 | 0 | 0 |  |  |  | 0 | 0 | 0 |  | CONNECTED | 0.5 | 0.47499999999999998 | 0.5 | 0.02375 | 0.025 | 2015-12-20 | 0 |  |  | 0 | 0 | [8 empty] | 2023-05-12 00:00:00 | 53.6337 | -2.2597
DATA NOT AVAILABLE | DATA NOT AVAILABLE |  |  | HARRY YEARSLEY NEW BUILD HEYWOOD | HARRY YEARSLEY NEW BUILD HEYWOOD | ROCHDALE | GREATER MANCHESTER | OL10 2TP | ENGLAND | 385110.70699999999 | 409500.31900000002 | PADIHAM - ROCHDALE GSP | CASTLETON | HEYWOOD (200115) | 6.6 | ELECTRICITY NORTH WEST LIMITED | PV |  | 0 | 0 | 0.25 |  |  |  | 0 | 0 | 0 |  |  |  | 0 | 0 | 0 |  | CONNECTED | 0.25 |  |  | 1.425 | 1.5 | 2013-05-01 | 0 |  |  | 0 | 0 | [8 empty] | 2023-05-12 00:00:00 | 53.5819 | -2.2264
DATA NOT AVAILABLE | DATA NOT AVAILABLE |  |  | PROMISED LAND FARM CRANK RD ST HELENS | PROMISED LAND FARM CRANK RD ST HELENS | ST HELENS | MERSEYSIDE | WA11 8RW | ENGLAND | 351077.86 | 402020.04499999998 | WASHWAY FARM GSP - KIRKBY GSP | ORRELL BSP | UPHOLLAND (200404) | 11 | ELECTRICITY NORTH WEST LIMITED | WIND |  | 0 | 0 | 0.5 |  |  |  | 0 | 0 | 0 |  |  |  | 0 | 0 | 0 |  | CONNECTED | 0.5 | 0.45599999999999996 | 0.48 | 0.2375 | 0.25 | 2014-10-01 | 0 |  |  | 0 | 0 | [8 empty] | 2023-05-12 00:00:00 | 53.5126 | -2.7392
DATA NOT AVAILABLE | DATA NOT AVAILABLE |  |  | LODORE SWISS HOTEL | LODORE SWISS HOTEL | KESWICK | CUMBRIA | CA12 5UX | ENGLAND | 326461.96100000001 | 518840.49599999998 | HARKER - HUTTON | STAINBURN | KESWICK (609308) | 11 | ELECTRICITY NORTH WEST LIMITED | HYDRO |  | 0 | 0 | 0.22 |  |  |  | 0 | 0 | 0 |  |  |  | 0 | 0 | 0 |  | CONNECTED | 0.22 | 0.20899999999999999 | 0.22 | 0 | 0 | 1994-01-01 | 0 |  |  | 0 | 0 | [8 empty] | 2023-05-12 00:00:00 | 54.5594 | -3.1387
DATA NOT AVAILABLE | DATA NOT AVAILABLE | BRITISH GAS TRADING LTD | BRITISH GAS, NEWBRIDGE LANE, LOWER BREDBURY, STOCKPORT | BRITISH GAS, NEWBRIDGE LANE, LOWER BREDBURY, STOCKPORT | BRITISH GAS, NEWBRIDGE LANE, LOWER BREDBURY, STOCKPORT | STOCKPORT | CHESHIRE | SK1 2GT | ENGLAND | 390912.65299999999 | 391072.85600000003 | BREDBURY | VERNON PK GRID | WOODLEY (303215) | 11 | ELECTRICITY NORTH WEST LIMITED | OIL |  | 0 | 0 | 0.904 |  |  |  | 0 | 0 | 0 |  |  |  | 0 | 0 | 0 |  | CONNECTED | 0.904 | 0.53200000000000003 | 0.56000000000000005 | 0.53295 | 0.561 | 2017-03-14 | 0 |  |  | 0 | 0 | [8 empty] | 2023-05-12 00:00:00 | 53.4164 | -2.1382
DATA NOT AVAILABLE | DATA NOT AVAILABLE |  |  | SAINSBURY'S SUPERMARKET, SHAP ROAD, KENDAL, | SUPERMARKET | KENDAL | CUMBRIA | LA9 6BZ | ENGLAND | 352043.77299999999 | 494207.73599999998 | HARKER - HUTTON | KENDAL-PARKSIDE RD | MINTSFEET (609054) | 11 | ELECTRICITY NORTH WEST LIMITED | CHP |  | 0 | 0 | 0.23 |  |  |  | 0 | 0 | 0 |  |  |  | 0 | 0 | 0 |  | CONNECTED | 0.23 | 0.18905 | 0.19900000000000001 | 0.66405 | 0.699 | 2018-09-05 | 0 |  |  | 0 | 0 | [8 empty] | 2023-05-12 00:00:00 | 54.3412 | -2.7391
DATA NOT AVAILABLE | DATA NOT AVAILABLE |  |  | LOSTOCK WATER TREATMENT | LOSTOCK WATER TREATMENT | BOLTON | GREATER MANCHESTER | BL6 4JT | ENGLAND | 366152.65500000003 | 408878.10800000001 | KEARSLEY GSP | WESTHOUGHTON | LOSTOCK (200113) | 11 | ELECTRICITY NORTH WEST LIMITED | PV |  | 0 | 0 | 0.154 |  |  |  | 0 | 0 | 0 |  |  |  | 0 | 0 | 0 |  | CONNECTED | 0.154 | 3.3449499999999999 | 3.5209999999999999 | 0.9766 | 1.028 | 2014-05-01 | 0 |  |  | 0 | 0 | [8 empty] | 2023-05-12 00:00:00 | 53.5754 | -2.5126
DATA NOT AVAILABLE | DATA NOT AVAILABLE |  |  | UUNW BLACKBURN WWTW (PHASE 1) | CUERDALE LANE | PRESTON | LANCASHIRE | PR5 0UY | ENGLAND | 360278.79200000002 | 429584.772 | PENWORTHAM WEST GSP - STANAH | LEYLAND BSP | HIGHER WALTON (400207) | 11 | ELECTRICITY NORTH WEST LIMITED | LANDFILL GAS |  | 0 | 0 | 0.2 |  |  |  | 0 | 0 | 0 |  |  |  | 0 | 0 | 0 |  | CONNECTED | 0.2 | 0 | 0 | 1.2074 | 1.271 | 1992-04-04 | 0 |  |  | 0 | 0 | [8 empty] | 2023-05-12 00:00:00 | 53.7611 | -2.604
DATA NOT AVAILABLE | DATA NOT AVAILABLE | ELLERGREEN HYDRO LTD | FISHERPLACE HYDRO, THIRLSPOT | FISHERPLACE HYDRO, THIRLSPOT | FISHERPLACE HYDRO, THIRLSPOT | KESWICK | CUMBRIA | CA12 4TN | ENGLAND | 331854.22700000001 | 518375.14799999999 | HARKER - HUTTON | STAINBURN | KESWICK (609308) | 11 | ELECTRICITY NORTH WEST LIMITED | HYDRO |  | 0 | 0 | 0.395 |  |  |  | 0 | 0 | 0 |  |  |  | 0 | 0 | 0 |  | CONNECTED | 0.395 | 0.37524999999999997 | 0.39500000000000002 | 0.0095 | 0.01 | 2016-08-25 | 0 |  |  | 0 | 0 | [8 empty] | 2023-05-12 00:00:00 | 54.556 | -3.0552
DATA NOT AVAILABLE | DATA NOT AVAILABLE | BAM CONSTRUCTION LTD | NO1 SPINNINGFIELDS, QUAY ST., MANCHESTER, M3 3JE | NO1 SPINNINGFIELDS, QUAY ST., MANCHESTER, M3 3JE | NO1 SPINNINGFIELDS, QUAY ST., MANCHESTER, M3 3JE | MANCHESTER | GREATER MANCHESTER | M3 3JE | ENGLAND | 383311.89199999999 | 398085.29499999998 | KEARSLEY GSP | FREDERICK RD GRID | CHAPEL WHARF (100644) | 6.6 | ELECTRICITY NORTH WEST LIMITED | NATURAL GAS |  | 0 | 0 | 0.07 |  |  |  | 0 | 0 | 0 |  |  |  | 0 | 0 | 0 |  | CONNECTED | 0.07 |  |  | 3.23 | 3.4 | 2017-08-14 | 0 |  |  | 0 | 0 | [8 empty] | 2023-05-12 00:00:00 | 53.4792 | -2.2529
DATA NOT AVAILABLE | DATA NOT AVAILABLE |  |  | ROYAL LANCASTER INFIRMARY | ASHTON RD | LANCASTER | LANCASHIRE | LA1 4RP | ENGLAND | 347657.446 | 461024.23800000001 | HEYSHAM | LANCASTER | SPRING GDN ST (609906) | 11 | ELECTRICITY NORTH WEST LIMITED | NATURAL GAS |  | 0 | 0 | 0.11 |  |  |  | 0 | 0 | 0 |  |  |  | 0 | 0 | 0 |  | CONNECTED | 0.11 | 0 | 0 | 1.52 | 1.6 | 1995-01-27 | 0 |  |  | 0 | 0 | [8 empty] | 2023-05-12 00:00:00 | 54.0425 | -2.8008
DATA NOT AVAILABLE | DATA NOT AVAILABLE | CENTRICA | DOUBLETREE, ONE PICCADILLY PLACE, 1 AUBURN STREET, MANCHESTER | DOUBLETREE, ONE PICCADILLY PLACE, 1 AUBURN STREET, MANCHESTER | 1, AUBURN STREET | MANCHESTER | GREATER MANCHESTER | M1 3DG | ENGLAND | 384632.38099999999 | 398014.41800000001 | STALYBRIDGE | STUART ST GRID | CENTRAL MANCHESTER (100508) | 6.6 | ELECTRICITY NORTH WEST LIMITED | CHP |  | 0 | 0 | 0.23 |  |  |  | 0 | 0 | 0 |  |  |  | 0 | 0 | 0 |  | CONNECTED | 0.23 |  |  | 0.5852 | 0.616 | 2020-09-07 | 0 |  |  | 0 | 0 | [8 empty] | 2023-05-12 00:00:00 | 53.4786 | -2.233
DATA NOT AVAILABLE | DATA NOT AVAILABLE | GILLIFORDTRY | MANCHESTER AIRPORT | MANCHESTER AIRPORT | MANCHESTER AIRPORT | MANCHESTER | GREATER MANCHESTER | M90 1QX | ENGLAND | 382113.85200000001 | 385256.16600000003 | SOUTH MANCHESTER GSP | MOSS NOOK GRID | MANCHESTER AIRPORT (100121) | 11 | ELECTRICITY NORTH WEST LIMITED | DIESEL |  | 0 | 0 | 0.5 |  |  |  | 0 | 0 | 0 |  |  |  | 0 | 0 | 0 |  | CONNECTED | 0.5 | 0.47499999999999998 | 0.5 | 28.5 | 30 | 2019-01-01 | 0 |  |  | 0 | 0 | [8 empty] | 2023-05-12 00:00:00 | 53.3639 | -2.2702
DATA NOT AVAILABLE | DATA NOT AVAILABLE |  |  | WEST HOUSE FARM MARYPORT | WEST HOUSE FARM MARYPORT | MARYPORT | CUMBRIA | CA15 7LD | ENGLAND | 308920.53000000003 | 534941.32200000004 | HARKER - HUTTON | STAINBURN | MARYPORT (609309) | 11 | ELECTRICITY NORTH WEST LIMITED | WIND |  | 0 | 0 | 0.5 |  |  |  | 0 | 0 | 0 |  |  |  | 0 | 0 | 0 |  | CONNECTED | 0.5 | 0.49969999999999998 | 0.52600000000000002 | 0.019 | 0.02 | 2014-11-01 | 0 |  |  | 0 | 0 | [8 empty] | 2023-05-12 00:00:00 | 54.7012 | -3.4149
DATA NOT AVAILABLE | DATA NOT AVAILABLE | AIRGEN | GREEN HAUME, ASKAM ROAD, LA15 | GREEN HAUME ASKHAM RD DALTON IN FURNESS | GREEN HAUME ASKHAM RD DALTON IN FURNESS | BARROW-IN-FURNESS | CUMBRIA | LA15 8JX | ENGLAND | 322475.61200000002 | 475688.45699999999 | HARKER - HUTTON | ULVERSTON | ASKAM (609038) | 11 | ELECTRICITY NORTH WEST LIMITED | WIND |  | 0 | 0 | 0.25 |  |  |  | 0 | 0 | 0 |  |  |  | 0 | 0 | 0 |  | CONNECTED | 0.25 | 0.23749999999999999 | 0.25 | 0.019 | 0.02 | 2014-02-01 | 0 |  |  | 0 | 0 | [8 empty] | 2023-05-12 00:00:00 | 54.1711 | -3.189
DATA NOT AVAILABLE | DATA NOT AVAILABLE |  |  | UUNW SUMMERGROVE WWTW | SUMMERGROVE WTW | WHITEHAVEN | CUMBRIA | CA28 8EY | ENGLAND | 299994.07 | 516008.46 | HARKER - HUTTON | EGREMONT | EGREMONT PRIMARY (609351) | 11 | ELECTRICITY NORTH WEST LIMITED | OIL |  | 0 | 0 | 0.6 |  |  |  | 0 | 0 | 0 |  |  |  | 0 | 0 | 0 |  | CONNECTED | 0.6 | 0.44649999999999995 | 0.47 | 0.4465 | 0.47 |  | 0 |  |  | 0 | 0 | [8 empty] | 2023-05-12 00:00:00 | 54.5294 | -3.5469
DATA NOT AVAILABLE | DATA NOT AVAILABLE | IGEN ENERGY LTD | AJ BELL STADIUM, 1 STADIUM WAY, BARTON-UPON-IRWELL | AJ BELL STADIUM, 1 STADIUM WAY, BARTON-UPON-IRWELL | AJ BELL STADIUM, 1 STADIUM WAY, BARTON-UPON-IRWELL | MANCHESTER | GREATER MANCHESTER | M30 7EY | ENGLAND | 375111.01 | 396967.72600000002 | CARRINGTON | BARTON | MOUNT ST (100622) | 6.6 | ELECTRICITY NORTH WEST LIMITED | PV |  | 0 | 0 | 0.237 |  |  |  | 0 | 0 | 0 |  |  |  | 0 | 0 | 0 |  | CONNECTED | 0.237 | 0.22514999999999999 | 0.23699999999999999 | 0.88065 | 0.927 | 2015-10-22 | 0 |  |  | 0 | 0 | [8 empty] | 2023-05-12 00:00:00 | 53.4689 | -2.3764
DATA NOT AVAILABLE | DATA NOT AVAILABLE |  |  | SILLINGHURST FARM, CASTLE HILL ROAD, BURY | SILLINGHURST FARM, CASTLE HILL ROAD, BURY | BURY | GREATER MANCHESTER | BL9 6UN | ENGLAND | 382134.82 | 412923.25199999998 | KEARSLEY GSP | BURY GRID | CHAMBERHALL (200205) | 6.6 | ELECTRICITY NORTH WEST LIMITED | WIND |  | 0 | 0 | 0.25 |  |  |  | 0 | 0 | 0 |  |  |  | 0 | 0 | 0 |  | CONNECTED | 0.25 | 0.23749999999999999 | 0.25 | 0.05225 | 0.055 | 2011-04-01 | 0 |  |  | 0 | 0 | [8 empty] | 2023-05-12 00:00:00 | 53.6126 | -2.2715
DATA NOT AVAILABLE | DATA NOT AVAILABLE |  |  | AMP LOW PLAINS FARM CALTHWAITE | AMP LOW PLAINS FARM CALTHWAITE | PENRITH | CUMBRIA | CA11 9RQ | ENGLAND | 349477.98 | 541930.56999999995 | HARKER - HUTTON | PENRITH BSP | HUTTON END (609653) | 11 | ELECTRICITY NORTH WEST LIMITED | PV |  | 0 | 0 | 0.05 |  |  |  | 0 | 0 | 0 |  |  |  | 0 | 0 | 0 |  | CONNECTED | 0.05 | 0 | 0 | 0.285 | 0.3 | 2012-09-01 | 0 |  |  | 0 | 0 | [8 empty] | 2023-05-12 00:00:00 | 54.7697 | -2.7868
DATA NOT AVAILABLE | DATA NOT AVAILABLE |  |  | RYDAL BECK HYDRO AMBLESIDE | RYDAL BECK HYDRO AMBLESIDE | KENDAL | CUMBRIA | LA22 9LT | ENGLAND | 336480.78499999997 | 506180.74400000001 | HARKER - HUTTON | KENDAL-PARKSIDE RD | AMBLESIDE (609058) | 11 | ELECTRICITY NORTH WEST LIMITED | HYDRO |  | 0 | 0 | 0.51 |  |  |  | 0 | 0 | 0 |  |  |  | 0 | 0 | 0 |  | CONNECTED | 0.51 | 0.48449999999999999 | 0.51 | 0.07125 | 0.075 | 2014-12-01 | 0 |  |  | 0 | 0 | [8 empty] | 2023-05-12 00:00:00 | 54.447 | -2.981
DATA NOT AVAILABLE | DATA NOT AVAILABLE |  |  | SAINSBURYS BURNLEY | SAINSBURYS BURNLEY | BURNLEY | LANCASHIRE | BB11 1BS | ENGLAND | 384141.38 | 433178.29399999999 | PADIHAM - ROCHDALE GSP | BURNLEY GSP | BURNLEY NORTH (400049) | 6.6 | ELECTRICITY NORTH WEST LIMITED | PV |  | 0 | 0 | 0.2 |  |  |  | 0 | 0 | 0 |  |  |  | 0 | 0 | 0 |  | CONNECTED | 0.2 | 0 | 0 | 0.2945 | 0.31 | 2012-08-01 | 0 |  |  | 0 | 0 | [8 empty] | 2023-05-12 00:00:00 | 53.7947 | -2.2422
DATA NOT AVAILABLE | DATA NOT AVAILABLE |  |  | CITY FOOTBALL ACADEMY 400 ASHTON NEW RD MANCHESTER | CITY FOOTBALL ACADEMY 400 ASHTON NEW RD MANCHESTER | MANCHESTER | GREATER MANCHESTER | M11 4TQ | ENGLAND | 386616.33199999999 | 398616.00199999998 | STALYBRIDGE | STUART ST GRID | EASTLANDS (100138) | 6.6 | ELECTRICITY NORTH WEST LIMITED | NATURAL GAS |  | 0 | 0 | 0.62 |  |  |  | 0 | 0 | 0 |  |  |  | 0 | 0 | 0 |  | CONNECTED | 0.62 | 0.47499999999999998 | 0.5 | 3.61 | 3.8 | 2012-11-01 | 0 |  |  | 0 | 0 | [8 empty] | 2023-05-12 00:00:00 | 53.4841 | -2.2032
DATA NOT AVAILABLE | DATA NOT AVAILABLE |  |  | UUNW QUARRY HILL WTW | MEALSGATE, ASPATRIA | CARLISLE | CUMBRIA | CA7 1AE | ENGLAND | 321947.25 | 541253.82999999996 | HARKER - HUTTON | STAINBURN | ASPATRIA (609304) | 11 | ELECTRICITY NORTH WEST LIMITED | OIL |  | 0 | 0 | 0.335 |  |  |  | 0 | 0 | 0 |  |  |  | 0 | 0 | 0 |  | CONNECTED | 0.335 | 0.39709999999999995 | 0.41799999999999998 | 0.3325 | 0.35 |  | 0 |  |  | 0 | 0 | [8 empty] | 2023-05-12 00:00:00 | 54.7601 | -3.2145
DATA NOT AVAILABLE | DATA NOT AVAILABLE |  |  | 400 ASHTON NEW ROAD | 400 ASHTON NEW ROAD | MANCHESTER | GREATER MANCHESTER | M11 4TQ | ENGLAND | 386616.33199999999 | 398616.00199999998 | STALYBRIDGE | STUART ST GRID | EASTLANDS (100138) | 6.6 | ELECTRICITY NORTH WEST LIMITED | OIL |  | 0 | 0 | 0.32 |  |  |  | 0 | 0 | 0 |  |  |  | 0 | 0 | 0 |  | CONNECTED | 0.32 | 0 | 0 | 3.61 | 3.8 | 2014-06-01 | 0 |  |  | 0 | 0 | [8 empty] | 2023-05-12 00:00:00 | 53.4841 | -2.2032
DATA NOT AVAILABLE | DATA NOT AVAILABLE |  |  | UNIT 8 WESTWOOD BUSINESS PARK | UNIT 8 WESTWOOD BUSINESS PARK | OLDHAM | GREATER MANCHESTER | OL9 6HN | ENGLAND | 391536.92700000003 | 404873.15399999998 | WHITEGATE GSP | GREENHILL | WERNETH (303300) | 6.6 | ELECTRICITY NORTH WEST LIMITED | OIL |  | 0 | 0 | 0.36 |  |  |  | 0 | 0 | 0 |  |  |  | 0 | 0 | 0 |  | CONNECTED | 0.36 | 0 | 0 | 0.3268 | 0.344 | 2014-01-01 | 0 |  |  | 0 | 0 | [8 empty] | 2023-05-12 00:00:00 | 53.5404 | -2.1292
DATA NOT AVAILABLE | DATA NOT AVAILABLE |  |  | HALTON LUNE PV FORGE BANK | HALTON LUNE PV FORGE BANK | LANCASTER | LANCASHIRE | LA2 6ND | ENGLAND | 350803.32500000001 | 464705.46799999999 | HEYSHAM | LANCASTER | LANCASTER PRIMARY (609904) | 11 | ELECTRICITY NORTH WEST LIMITED | PV |  | 0 | 0 | 0.05 |  |  |  | 0 | 0 | 0 |  |  |  | 0 | 0 | 0 |  | CONNECTED | 0.05 | 0 | 0 | 0.038 | 0.04 | 2012-06-01 | 0 |  |  | 0 | 0 | [8 empty] | 2023-05-12 00:00:00 | 54.0759 | -2.7534
DATA NOT AVAILABLE | DATA NOT AVAILABLE |  |  | SANDCASTLE WATERPARK BLACKPOOL | SANDCASTLE WATERPARK BLACKPOOL | BLACKPOOL | LANCASHIRE | FY4 1BB | ENGLAND | 330413.97399999999 | 433642.42099999997 | PENWORTHAM WEST GSP - STANAH | BLACKPOOL | SHANNON ST SOUTH (400114) | 6.6 | ELECTRICITY NORTH WEST LIMITED | NATURAL GAS |  | 0 | 0 | 0.2 |  |  |  | 0 | 0 | 0 |  |  |  | 0 | 0 | 0 |  | CONNECTED | 0.2 | 0 | 0 | 1.425 | 1.5 | 2013-02-01 | 0 |  |  | 0 | 0 | [8 empty] | 2023-05-12 00:00:00 | 53.7944 | -3.0578
DATA NOT AVAILABLE | DATA NOT AVAILABLE |  |  | NEWHOLME FARM RAMPSIDE BARROW | NEWHOLME FARM RAMPSIDE BARROW | BARROW-IN-FURNESS | CUMBRIA | LA13 0PS | ENGLAND | 324014.46299999999 | 467305.03899999999 | HARKER - HUTTON | SANDGATE | SANDGATE PRIMARY (609004) | 11 | ELECTRICITY NORTH WEST LIMITED | WIND |  | 0 | 0 | 0.25 |  |  |  | 0 | 0 | 0 |  |  |  | 0 | 0 | 0 |  | CONNECTED | 0.25 | 0.23749999999999999 | 0.25 | 0.019 | 0.02 | 2014-02-01 | 0 |  |  | 0 | 0 | [8 empty] | 2023-05-12 00:00:00 | 54.096 | -3.1634
DATA NOT AVAILABLE | DATA NOT AVAILABLE |  |  | SILVER LANE 1 RISLEY | SILVER LANE 1 RISLEY | WARRINGTON | LANCASHIRE | WA3 6BY | ENGLAND | 365754.75 | 393177.08 | SP CUERDLEY/DALLAM/WARRINGTON | RISLEY | RISLEY (205309) | 11 | ELECTRICITY NORTH WEST LIMITED | LANDFILL GAS |  | 0 | 0 | 0.33 |  |  |  | 0 | 0 | 0 |  |  |  | 0 | 0 | 0 |  | CONNECTED | 0.33 | 1.3299999999999998 | 1.4 | 0.07125 | 0.075 | 2012-11-01 | 0 |  |  | 0 | 0 | [8 empty] | 2023-05-12 00:00:00 | 53.4343 | -2.5169
DATA NOT AVAILABLE | DATA NOT AVAILABLE |  |  | KERAX LTD,COWLING ROAD,COWLING ROAD,CHORLEY,LANCASHIRE | KERAX LTD,COWLING ROAD,COWLING ROAD,CHORLEY,LANCASHIRE | CHORLEY | LANCASHIRE | PR6 9DR | ENGLAND | 359772.30900000001 | 416819.21500000003 | PENWORTHAM WEST GSP - STANAH | LEYLAND BSP | BOTANY BAY (400202) | 11 | ELECTRICITY NORTH WEST LIMITED | PV |  | 0 | 0 | 0.096 |  |  |  | 0 | 0 | 0 |  |  |  | 0 | 0 | 0 |  | CONNECTED | 0.096 | 9.1200000000000003E-2 | 9.6000000000000002E-2 | 0.3325 | 0.35 | 2015-04-01 | 0 |  |  | 0 | 0 | [8 empty] | 2023-05-12 00:00:00 | 53.6463 | -2.61
DATA NOT AVAILABLE | DATA NOT AVAILABLE | KERAX LTD | KERAX LTD, COWLING ROAD, CHORLEY | KERAX LTD COWLING RD CHORLEY | KERAX LTD COWLING RD CHORLEY | CHORLEY | LANCASHIRE | PR6 9DR | ENGLAND | 359772.30900000001 | 416819.21500000003 | PENWORTHAM WEST GSP - STANAH | LEYLAND BSP | BOTANY BAY (400202) | 11 | ELECTRICITY NORTH WEST LIMITED | PV |  | 0 | 0 | 0.096 |  |  |  | 0 | 0 | 0 |  |  |  | 0 | 0 | 0 |  | CONNECTED | 0.096 | 9.1200000000000003E-2 | 9.6000000000000002E-2 | 0.3325 | 0.35 | 2014-10-01 | 0 |  |  | 0 | 0 | [8 empty] | 2023-05-12 00:00:00 | 53.6463 | -2.61
DATA NOT AVAILABLE | DATA NOT AVAILABLE | PENNINE ACUTE HOSPITALS NHS TRUST | ROCHDALE INFIRMARY, WHITEHALL STREET, ROCHDALE | ROCHDALE INFIRMARY, WHITEHALL STREET, ROCHDALE | ROCHDALE INFIRMARY, WHITEHALL STREET, ROCHDALE | ROCHDALE | GREATER MANCHESTER | OL12 0NB | ENGLAND | 389603.397 | 414118.41700000002 | PADIHAM - ROCHDALE GSP | BELFIELD GRID | GALE (304894) | 6.6 | ELECTRICITY NORTH WEST LIMITED | NATURAL GAS |  | 0 | 0 | 0.4 |  |  |  | 0 | 0 | 0 |  |  |  | 0 | 0 | 0 |  | CONNECTED | 0.4 | 0 | 0 | 1.045 | 1.1 | 2018-10-01 | 0 |  |  | 0 | 0 | [8 empty] | 2023-05-12 00:00:00 | 53.6235 | -2.1587
DATA NOT AVAILABLE | DATA NOT AVAILABLE | VYKSON | SILVERLANE NUMBER 3 | SILVER LANE 2 RISLEY | SILVER LANE 2 RISLEY | WARRINGTON | MERSEYSIDE | WA3 6BY | ENGLAND | 365761.09 | 393179.38 | SP CUERDLEY/DALLAM/WARRINGTON | RISLEY | RISLEY (205309) | 11 | ELECTRICITY NORTH WEST LIMITED | LANDFILL GAS |  | 0 | 0 | 0.14 |  |  |  | 0 | 0 | 0 |  |  |  | 0 | 0 | 0 |  | CONNECTED | 0.14 | 1.4249999999999998 | 1.5 | 0.038 | 0.04 | 2012-01-01 | 0 |  |  | 0 | 0 | [8 empty] | 2023-05-12 00:00:00 | 53.4343 | -2.5168
DATA NOT AVAILABLE | DATA NOT AVAILABLE |  |  | SAINSBURYS CURZON RD SALE | SAINSBURYS CURZON RD SALE | ALTRINCHAM | GREATER MANCHESTER | M33 7SA | ENGLAND | 378555.685 | 392187.80499999999 | CARRINGTON | SALE BSP | SALE PRY (100136) | 6.6 | ELECTRICITY NORTH WEST LIMITED | PV |  | 0 | 0 | 0.14175 |  |  |  | 0 | 0 | 0 |  |  |  | 0 | 0 | 0 |  | CONNECTED | 0.14175 | 0 | 0 | 0.399 | 0.42 | 2012-07-01 | 0 |  |  | 0 | 0 | [8 empty] | 2023-05-12 00:00:00 | 53.426 | -2.3242
DATA NOT AVAILABLE | DATA NOT AVAILABLE |  |  | HOW END FARM THURSBY | HOW END FARM THURSBY | WIGTON | CUMBRIA | CA5 6PX | ENGLAND | 331693.44099999999 | 549894.36 | HARKER - HUTTON | CARLISLE 33KV | WIGTON (609618) | 11 | ELECTRICITY NORTH WEST LIMITED | WIND |  | 0 | 0 | 0.85 |  |  |  | 0 | 0 | 0 |  |  |  | 0 | 0 | 0 |  | CONNECTED | 0.85 | 0.47499999999999998 | 0.5 | 0.057 | 0.06 | 2014-03-01 | 0 |  |  | 0 | 0 | [8 empty] | 2023-05-12 00:00:00 | 54.8392 | -3.0651
DATA NOT AVAILABLE | DATA NOT AVAILABLE |  |  | HOW END FARM THURSBY CARLISLE | HOW END FARM THURSBY CARLISLE | WIGTON | CUMBRIA | CA5 6PX | ENGLAND | 331693.44099999999 | 549894.36 | HARKER - HUTTON | CARLISLE 33KV | WIGTON (609618) | 11 | ELECTRICITY NORTH WEST LIMITED | WIND |  | 0 | 0 | 0.5 |  |  |  | 0 | 0 | 0 |  |  |  | 0 | 0 | 0 |  | CONNECTED | 0.5 | 0 | 0 | 0.057 | 0.06 | 2014-03-01 | 0 |  |  | 0 | 0 | [8 empty] | 2023-05-12 00:00:00 | 54.8392 | -3.0651
DATA NOT AVAILABLE | DATA NOT AVAILABLE | ENER-G COMBINED POWER LTD | LEVENSHULME LEISURE CENTRE, YEW TREE AVENUE, LEVENSHULME, MANCHESTER | LEVENSHULME LEISURE CENTRE, YEW TREE AVENUE, LEVENSHULME, MANCHESTER | LEVENSHULME LEISURE CENTRE, YEW TREE AVENUE, LEVENSHULME, MANCHESTER | MANCHESTER | GREATER MANCHESTER | M19 3PH | ENGLAND | 387279 | 394384 | BREDBURY GSP | LONGSIGHT | LEVENSHULME | 0.41499999999999998 | ELECTRICITY NORTH WEST LIMITED | NATURAL GAS |  | 0 | 0 | 0.112 |  |  |  | 0 | 0 | 0 |  |  |  | 0 | 0 | 0 |  | CONNECTED | 0.112 | 0 | 0 | 0 | 0 | 2015-12-09 | 0 |  |  | 0 | 0 | [8 empty] | 2023-05-12 00:00:00 | 53.4461 | -2.193
DATA NOT AVAILABLE | DATA NOT AVAILABLE | G59 SERVICES LTD | HOLCOMBE SPORTS CLUB, HAZEL HALL LANE, BURY | HOLCOMBE SPORTS CLUB, HAZEL HALL LANE, BURY | HOLCOMBE SPORTS CLUB, HAZEL HALL LANE, BURY | BURY | GREATER MANCHESTER | BL0 9UP | ENGLAND | 378699 | 414400 | KEARSLEY 132 GSP | BURY | HOLT ST | 0.41499999999999998 | ELECTRICITY NORTH WEST LIMITED | PV |  | 0 | 0 | 0.06625 |  |  |  | 0 | 0 | 0 |  |  |  | 0 | 0 | 0 |  | CONNECTED | 0.06625 | 6.2700000000000006E-2 | 6.6000000000000003E-2 | 0.133 | 0.14 | 2016-09-01 | 0 |  |  | 0 | 0 | [8 empty] | 2023-05-12 00:00:00 | 53.6257 | -2.3235
DATA NOT AVAILABLE | DATA NOT AVAILABLE |  |  | HDA - WORKINGTON | LILLYHALL INDUSTRIAL ESTATE | WORKINGTON | CUMBRIA | CA14 4JY | ENGLAND | 301457 | 524462 | HARKER ENWL SGTS 1 2 3A 4 / HUTTON GSP GROUP | STAINBURN & SIDDICK | HDA NO1 & HDA NO2 | 11 | ELECTRICITY NORTH WEST LIMITED | NOT KNOWN |  | 0 | 0 | 0.81 |  |  |  | 0 | 0 | 0 |  |  |  | 0 | 0 | 0 |  | CONNECTED | 0.81 | 0 | 0 | 0.19 | 0.2 |  | 0 |  |  | 0 | 0 | [8 empty] | 2023-05-12 00:00:00 | 54.6057 | -3.5271
DATA NOT AVAILABLE | DATA NOT AVAILABLE |  |  | PAPERMARC | CALDERVALE ROAD | BURNLEY | LANCASHIRE | BB12 0EJ | ENGLAND | 383880 | 433078 | ROCHDALE SGTS 2 3 4 | BURNLEY | BURNLEY CENTRE | 6.6 | ELECTRICITY NORTH WEST LIMITED | NATURAL GAS |  | 0 | 0 | 0.96 |  |  |  | 0 | 0 | 0 |  |  |  | 0 | 0 | 0 |  | CONNECTED | 0.96 | 0 | 0 | 0.095 | 0.1 |  | 0 |  |  | 0 | 0 | [8 empty] | 2023-05-12 00:00:00 | 53.7938 | -2.2462
DATA NOT AVAILABLE | DATA NOT AVAILABLE | ECO LOGIC LIVING LTD | STONE LODGE, GREAT ORTON | STONE LODGE BOW GREAT ORTON | STONE LODGE BOW GREAT ORTON | WIGTON | CUMBRIA | CA5 6EN | ENGLAND | 333466 | 556052 | HARKER ENWL SGTS 1 2 3A 4 / HUTTON GSP GROUP | CARLISLE | WIGTON | 0.41499999999999998 | ELECTRICITY NORTH WEST LIMITED | PV |  | 0 | 0 | 0.05 |  |  |  | 0 | 0 | 0 |  |  |  | 0 | 0 | 0 |  | CONNECTED | 0.05 | 4.7500000000000001E-2 | 0.05 | 0.19 | 0.2 | 2012-04-01 | 0 |  |  | 0 | 0 | [8 empty] | 2023-05-12 00:00:00 | 54.8948 | -3.0389
DATA NOT AVAILABLE | DATA NOT AVAILABLE | WATT ENEERGY SAVER | BLACKPOOL CUSTODY SUITE, CLIFOTN RD, BLACKPOOL | BLACKPOOL CUSTODY SUITE, CLIFOTN RD, BLACKPOOL | BLACKPOOL CUSTODY SUITE, CLIFOTN RD, BLACKPOOL | BLACKPOOL | LANCASHIRE | FY4 4FJ | ENGLAND | 334560 | 433953 | PENWORTHAM WEST GSP / STANAH GSP GROUP | BLACKPOOL | MARTON | 6.6 | ELECTRICITY NORTH WEST LIMITED | PV |  | 0 | 0 | 0.05 |  |  |  | 0 | 0 | 0 |  |  |  | 0 | 0 | 0 |  | CONNECTED | 0.05 |  |  | 0.133 | 0.14 | 2017-10-14 | 0 |  |  | 0 | 0 | [8 empty] | 2023-05-12 00:00:00 | 53.7977 | -2.995
DATA NOT AVAILABLE | DATA NOT AVAILABLE |  |  | JAMES HALL, BOWLAND VIEW PRESTON - DECOM | JAMES HALL, | PRESTON | LANCASHIRE | PR2 5QT | ENGLAND | 357410 | 432983 | PENWORTHAM EAST GSP / ROCHDALE SGT 1 GROUP | PRESTON EAST | RIBBLETON | 6.6 | ELECTRICITY NORTH WEST LIMITED | NATURAL GAS |  | 0 | 0 | 0.5 |  |  |  | 0 | 0 | 0 |  |  |  | 0 | 0 | 0 |  | CONNECTED | 0.5 | 0 | 0 | 0 | 0 | 2011-01-01 | 0 |  |  | 0 | 0 | [8 empty] | 2023-05-12 00:00:00 | 53.7914 | -2.648
DATA NOT AVAILABLE | DATA NOT AVAILABLE | UNITED UTILITIES GROUP PLC | ASHTON-UNDER-LYNE WWTW, ASHTON STREET, DUKINFIELD | ASHTON-UNDER-LYNE WWTW, ASHTON STREET, DUKINFIELD | ASHTON-UNDER-LYNE WWTW, ASHTON STREET, DUKINFIELD | STOCKPORT | CHESHIRE | SK16 4RN | ENGLAND | 393278 | 397035 | STALYBRIDGE GSP | HARTSHEAD-HEYROD | TAME VALLEY | 0.41499999999999998 | ELECTRICITY NORTH WEST LIMITED | PV |  | 0 | 0 | 0.429 |  |  |  | 0 | 0 | 0 |  |  |  | 0 | 0 | 0 |  | CONNECTED | 0.429 | 0.37619999999999998 | 0.39600000000000002 | 0.51395 | 0.541 | 2017-03-14 | 0 |  |  | 0 | 0 | [8 empty] | 2023-05-12 00:00:00 | 53.47 | -2.1027
DATA NOT AVAILABLE | DATA NOT AVAILABLE |  |  | ALDI STORES LTD, MELLOR STREET, ROCHDALE | ALDI STORES LTD, MELLOR STREET, ROCHDALE | ROCHDALE | GREATER MANCHESTER | OL12 6XD | ENGLAND | 389024 | 413140 | ROCHDALE SGTS 2 3 4 | ROCHDALE CENTRAL | ROCHDALE CENTRAL | 0.41499999999999998 | ELECTRICITY NORTH WEST LIMITED | PV |  | 0 | 0 | 0.05 |  |  |  | 0 | 0 | 0 |  |  |  | 0 | 0 | 0 |  | CONNECTED | 0.05 | 0 | 0 | 0.228 | 0.24 | 2016-03-01 | 0 |  |  | 0 | 0 | [8 empty] | 2023-05-12 00:00:00 | 53.6147 | -2.1674
DATA NOT AVAILABLE | DATA NOT AVAILABLE | EARTHMILL | DEERSLET, BURTON, CARNFORTH | DEERSLET, BURTON, CARNFORTH | DEERSLET, BURTON, CARNFORTH | CARNFORTH | CUMBRIA | LA6 1JG | ENGLAND | 352784 | 474932 | HARKER ENWL SGTS 1 2 3A 4 / HUTTON GSP GROUP | KENDAL (PARKSIDE RD) | YEALAND | 0.41499999999999998 | ELECTRICITY NORTH WEST LIMITED | WIND |  | 0 | 0 | 0.098 |  |  |  | 0 | 0 | 0 |  |  |  | 0 | 0 | 0 |  | CONNECTED | 0.098 | 9.3100000000000002E-2 | 9.8000000000000004E-2 | 0.019 | 0.02 | 2016-07-01 | 0 |  |  | 0 | 0 | [8 empty] | 2023-05-12 00:00:00 | 54.168 | -2.7247
DATA NOT AVAILABLE | DATA NOT AVAILABLE |  |  | ARMSTRONG POINT SWAN LANE HINDLEY | ARMSTRONG POINT SWAN LANE HINDLEY | WIGAN | LANCASHIRE | WN2 4HD | ENGLAND | 363779 | 403515 | KEARSLEY 132 GSP | ATHERTON | HINDLEY GREEN | 11 | ELECTRICITY NORTH WEST LIMITED | PV |  | 0 | 0 | 0.1 |  |  |  | 0 | 0 | 0 |  |  |  | 0 | 0 | 0 |  | CONNECTED | 0.1 | 0 | 0 | 0 | 0 | 2012-09-01 | 0 |  |  | 0 | 0 | [8 empty] | 2023-05-12 00:00:00 | 53.527 | -2.5479
DATA NOT AVAILABLE | DATA NOT AVAILABLE |  |  | UUNW ROSSENDALE WWTW | IRWELL VALE ROAD | ROSSENDALE | LANCASHIRE | BB4 6LF | ENGLAND | 379327 | 420708 | PADIHAM GSP | ROSSENDALE | RAWTENSTALL RD | 0.41499999999999998 | ELECTRICITY NORTH WEST LIMITED | OIL |  | 0 | 0 | 0.78 |  |  |  | 0 | 0 | 0 |  |  |  | 0 | 0 | 0 |  | CONNECTED | 0.78 | 0.42749999999999999 | 0.45 | 0.4275 | 0.45 |  | 0 |  |  | 0 | 0 | [8 empty] | 2023-05-12 00:00:00 | 53.6824 | -2.3145
DATA NOT AVAILABLE | DATA NOT AVAILABLE |  |  | ST AMBROSE COLLEGE ALTRINCHAM | ST AMBROSE COLLEGE ALTRINCHAM | ALTRINCHAM | GREATER MANCHESTER | WA15 0HE | ENGLAND | 378774 | 386102 | CARRINGTON ENWL SGTS 1B 2B 4 7 | ALTRINCHAM | GREEN LANE (ALTRINCHAM) | 11 | ELECTRICITY NORTH WEST LIMITED | NATURAL GAS |  | 0 | 0 | 0.2 |  |  |  | 0 | 0 | 0 |  |  |  | 0 | 0 | 0 |  | CONNECTED | 0.2 | 0 | 0 | 0 | 0 | 2012-07-01 | 0 |  |  | 0 | 0 | [8 empty] | 2023-05-12 00:00:00 | 53.3713 | -2.3205
DATA NOT AVAILABLE | DATA NOT AVAILABLE |  |  | BOLTON GENERAL HOSPITAL | MINERVA ROAD | BOLTON | GREATER MANCHESTER | BL4 0JR | ENGLAND | 371598 | 406507 | KEARSLEY LOCAL 33 GSP | DATA NOT AVAILABLE | CAMPBELL ST | 6.6 | ELECTRICITY NORTH WEST LIMITED | NATURAL GAS |  | 0 | 0 | 0.167 |  |  |  | 0 | 0 | 0 |  |  |  | 0 | 0 | 0 |  | CONNECTED | 0.167 | 1.0449999999999999 | 1.1000000000000001 | 2.85 | 3 | 1994-05-01 | 0 |  |  | 0 | 0 | [8 empty] | 2023-05-12 00:00:00 | 53.5544 | -2.4302
DATA NOT AVAILABLE | DATA NOT AVAILABLE |  |  | WIGAN HA - BILLINGE HOSPITAL | UPHOLLAND ROAD | WIGAN | LANCASHIRE | WN5 7ET | ENGLAND | 354435 | 404796 | DATA NOT AVAILABLE | DATA NOT AVAILABLE | DATA NOT AVAILABLE | 11 | ELECTRICITY NORTH WEST LIMITED | NATURAL GAS |  | 0 | 0 | 0.095 |  |  |  | 0 | 0 | 0 |  |  |  | 0 | 0 | 0 |  | CONNECTED | 0.095 |  |  | 0.0475 | 0.05 | 1991-05-01 | 0 |  |  | 0 | 0 | [8 empty] | 2023-05-12 00:00:00 | 53.5378 | -2.689
DATA NOT AVAILABLE | DATA NOT AVAILABLE |  |  | ROYAL MANCHESTER CHILDRENS HOSPITAL | HOSPITAL ROAD, PENDLEBURY | MANCHESTER | GREATER MANCHESTER | M27 4HA | ENGLAND | 377013 | 401057 | DATA NOT AVAILABLE | DATA NOT AVAILABLE | DATA NOT AVAILABLE | 11 | ELECTRICITY NORTH WEST LIMITED | NATURAL GAS |  | 0 | 0 | 0.145 |  |  |  | 0 | 0 | 0 |  |  |  | 0 | 0 | 0 |  | CONNECTED | 0.145 |  |  | 0.95 | 1 | 1995-03-31 | 0 |  |  | 0 | 0 | [8 empty] | 2023-05-12 00:00:00 | 53.5057 | -2.348
DATA NOT AVAILABLE | DATA NOT AVAILABLE |  |  | FARM HOUSE FAYRE, CLITHEROE |  | CLITHEROE | LANCASHIRE | BB7 1QD | ENGLAND | 375266 | 442293 | PADIHAM GSP | PADIHAM | PEEL ST & RIBBLESDALE T13 | 0.41499999999999998 | ELECTRICITY NORTH WEST LIMITED | OIL |  | 0 | 0 | 0.12 |  |  |  | 0 | 0 | 0 |  |  |  | 0 | 0 | 0 |  | CONNECTED | 0.12 | 0 | 0 | 0.285 | 0.3 | 2009-01-01 | 0 |  |  | 0 | 0 | [8 empty] | 2023-05-12 00:00:00 | 53.8762 | -2.3777
DATA NOT AVAILABLE | DATA NOT AVAILABLE |  |  | KENDAL FELL QUARRY | BOUNDARY BANK LANE | KENDAL | CUMBRIA | LA9 5RR | ENGLAND | 350252 | 492818 | HARKER ENWL SGTS 1 2 3A 4 / HUTTON GSP GROUP | KENDAL (PARKSIDE RD) | MINTSFEET | 11 | ELECTRICITY NORTH WEST LIMITED | LANDFILL GAS |  | 0 | 0 | 0.33 |  |  |  | 0 | 0 | 0 |  |  |  | 0 | 0 | 0 |  | CONNECTED | 0.33 | 0.3135 | 0.33 | 0.038 | 0.04 | 2006-07-01 | 0 |  |  | 0 | 0 | [8 empty] | 2023-05-12 00:00:00 | 54.3285 | -2.7665
DATA NOT AVAILABLE | DATA NOT AVAILABLE |  |  | DAVYHULME WWTW RIVERS LANE | DAVYHULME WWTW RIVERS LANE | MANCHESTER | GREATER MANCHESTER | M41 7JB | ENGLAND | 375845 | 396129 | SOUTH MANCHESTER GSP | STRETFORD | URMSTON | 6.6 | ELECTRICITY NORTH WEST LIMITED | PV |  | 0 | 0 | 0.073 |  |  |  | 0 | 0 | 0 |  |  |  | 0 | 0 | 0 |  | CONNECTED | 0.073 |  |  | 8.7011 | 9.159 | 2015-09-23 | 0 |  |  | 0 | 0 | [8 empty] | 2023-05-12 00:00:00 | 53.4613 | -2.3653
DATA NOT AVAILABLE | DATA NOT AVAILABLE |  |  | ROWLEY WASTE |  | BURNLEY | LANCASHIRE | BB10 3LB | ENGLAND | 385157 | 433290 | ROCHDALE SGTS 2 3 4 | BURNLEY | HEASANDFORD | 6.6 | ELECTRICITY NORTH WEST LIMITED | CHP |  | 0 | 0 | 0.19 |  |  |  | 0 | 0 | 0 |  |  |  | 0 | 0 | 0 |  | CONNECTED | 0.19 | 1.9 | 2 | 0.038 | 0.04 | 2018-09-17 | 0 |  |  | 0 | 0 | [8 empty] | 2023-05-12 00:00:00 | 53.7957 | -2.2268
DATA NOT AVAILABLE | DATA NOT AVAILABLE |  |  | WEST SCOTTISH LAMB LIMITED THE ABATTOIR BRUNTHILL ROAD CARLISLE | WEST SCOTTISH LAMB LIMITED THE ABATTOIR BRUNTHILL ROAD CARLISLE | CARLISLE | CUMBRIA | CA3 0EH | ENGLAND | 338724 | 559034 | HARKER ENWL SGTS 1 2 3A 4 / HUTTON GSP GROUP | CARLISLE NORTH | CARLISLE NORTH | 0.41499999999999998 | ELECTRICITY NORTH WEST LIMITED | PV |  | 0 | 0 | 0.05 |  |  |  | 0 | 0 | 0 |  |  |  | 0 | 0 | 0 |  | CONNECTED | 0.05 | 4.7500000000000001E-2 | 0.05 | 0.285 | 0.3 | 2013-05-01 | 0 |  |  | 0 | 0 | [8 empty] | 2023-05-12 00:00:00 | 54.9222 | -2.9576
DATA NOT AVAILABLE | DATA NOT AVAILABLE |  |  | SELWYN JONES CENTRE (SCHOOL & LEISURE CENTRE) | SELWYN JONES CENTRE | NEWTON-LE-WILLOWS | MERSEYSIDE | WA12 0AQ | ENGLAND | 358556 | 396416 | BOLD DSCP IMP | GOLBORNE | NEWTON LE WILLOWS | 0.41499999999999998 | ELECTRICITY NORTH WEST LIMITED | NATURAL GAS |  | 0 | 0 | 0.458 |  |  |  | 0 | 0 | 0 |  |  |  | 0 | 0 | 0 |  | CONNECTED | 0.458 | 0.15675 | 0.16500000000000001 | 0.15675 | 0.165 |  | 0 |  |  | 0 | 0 | [8 empty] | 2023-05-12 00:00:00 | 53.4628 | -2.6257
DATA NOT AVAILABLE | DATA NOT AVAILABLE |  |  | UUNW BROUGHTON WTW | PRESTON WWTW, WOODPLUMPTON LANE | PRESTON | LANCASHIRE | PR3 5JL | ENGLAND | 351948 | 434937 | PENWORTHAM EAST GSP / ROCHDALE SGT 1 GROUP | RIBBLE | BLACKBULL | 6.6 | ELECTRICITY NORTH WEST LIMITED | HYDRO |  | 0 | 0 | 0.2 |  |  |  | 0 | 0 | 0 |  |  |  | 0 | 0 | 0 |  | CONNECTED | 0.2 | 2.7549999999999999 | 2.9 | 0.38 | 0.4 |  | 0 |  |  | 0 | 0 | [8 empty] | 2023-05-12 00:00:00 | 53.8085 | -2.7312
DATA NOT AVAILABLE | DATA NOT AVAILABLE |  |  | HELICAL SPRINGS (1979) LTD | UNIT 15, LYTHAM INDUSTRIAL EST | LYTHAM ST ANNES | LANCASHIRE | FY8 5AJ | ENGLAND | 332142 | 428529 | PENWORTHAM WEST GSP / STANAH GSP GROUP | LYTHAM | SOUTH PARK | 0.41499999999999998 | ELECTRICITY NORTH WEST LIMITED | OIL |  | 0 | 0 | 0.35 |  |  |  | 0 | 0 | 0 |  |  |  | 0 | 0 | 0 |  | CONNECTED | 0.35 | 0 | 0 | 0.2375 | 0.25 |  | 0 |  |  | 0 | 0 | [8 empty] | 2023-05-12 00:00:00 | 53.7487 | -3.0305
DATA NOT AVAILABLE | DATA NOT AVAILABLE |  |  | SOUTH SHORE HOSPITAL | SOUTH SHORE HOSPITAL | BLACKPOOL | LANCASHIRE | FY4 1HX | ENGLAND | 330719 | 434131 | PENWORTHAM WEST GSP / STANAH GSP GROUP | BLACKPOOL | SQUIRES GATE | 0.41499999999999998 | ELECTRICITY NORTH WEST LIMITED | NOT KNOWN |  | 0 | 0 | 0.053 |  |  |  | 0 | 0 | 0 |  |  |  | 0 | 0 | 0 |  | CONNECTED | 0.053 | 0 | 0 | 0.19 | 0.2 |  | 0 |  |  | 0 | 0 | [8 empty] | 2023-05-12 00:00:00 | 53.7988 | -3.0533
DATA NOT AVAILABLE | DATA NOT AVAILABLE |  |  | MANCOS COMPUTERS LTD | WATERSIDE COURT, 1 CREWE ROAD | MANCHESTER | GREATER MANCHESTER | M23 9BE | ENGLAND | 380322 | 389806 | CARRINGTON ENWL SGTS 1B 2B 4 7 | SALE | BAGULEY | 0.41499999999999998 | ELECTRICITY NORTH WEST LIMITED | NATURAL GAS |  | 0 | 0 | 0.375 |  |  |  | 0 | 0 | 0 |  |  |  | 0 | 0 | 0 |  | CONNECTED | 0.375 | 0 | 0 | 0.4275 | 0.45 |  | 0 |  |  | 0 | 0 | [8 empty] | 2023-05-12 00:00:00 | 53.4047 | -2.2975
DATA NOT AVAILABLE | DATA NOT AVAILABLE |  |  | MANCHESTER ROYAL INFIRMARY | OXFORD ROAD | MANCHESTER | GREATER MANCHESTER | M13 9WL | ENGLAND | 385178 | 396099 | BREDBURY GSP | LONGSIGHT | VICTORIA PARK | 6.6 | ELECTRICITY NORTH WEST LIMITED | NATURAL GAS |  | 0 | 0 | 0.5 |  |  |  | 0 | 0 | 0 |  |  |  | 0 | 0 | 0 |  | CONNECTED | 0.5 | 0 | 0 | 3.515 | 3.7 |  | 0 |  |  | 0 | 0 | [8 empty] | 2023-05-12 00:00:00 | 53.4614 | -2.2247
DATA NOT AVAILABLE | DATA NOT AVAILABLE |  |  | NEWLANDS MILL 1 | HESKET NEWMARKET | CARLISLE | CUMBRIA | CA7 8HP | ENGLAND | 335047 | 539638 | HARKER ENWL SGTS 1 2 3A 4 / HUTTON GSP GROUP | CARLISLE | SEBERGHAM | 11 | ELECTRICITY NORTH WEST LIMITED | WIND |  | 0 | 0 | 0.2 |  |  |  | 0 | 0 | 0 |  |  |  | 0 | 0 | 0 |  | CONNECTED | 0.2 | 0.95 | 1 | 0.95 | 1 | 1988-02-01 | 0 |  |  | 0 | 0 | [8 empty] | 2023-05-12 00:00:00 | 54.7475 | -3.0106
DATA NOT AVAILABLE | DATA NOT AVAILABLE |  |  | INCE MOSS LANDFILL | INCE MOSS LANDFILL SITE, CEMETRY RD | WIGAN | LANCASHIRE | WN3 4NL | ENGLAND | 359203 | 404035 | WASHWAY FARM GSP / KIRKBY GSP GROUP | WIGAN | WORSLEY MESNES | 6.6 | ELECTRICITY NORTH WEST LIMITED | LANDFILL GAS |  | 0 | 0 | 0.668 |  |  |  | 0 | 0 | 0 |  |  |  | 0 | 0 | 0 |  | CONNECTED | 0.668 | 0.92149999999999999 | 0.97 | 0.038 | 0.04 | 1999-01-21 | 0 |  |  | 0 | 0 | [8 empty] | 2023-05-12 00:00:00 | 53.5314 | -2.6169
DATA NOT AVAILABLE | DATA NOT AVAILABLE |  |  | NORTH MANCHESTER GENERAL HOSPITAL |  | MANCHESTER | GREATER MANCHESTER | M8 5RB | ENGLAND | 384881 | 402381 | STALYBRIDGE GSP | STUART ST | QUEENS PARK | 6.6 | ELECTRICITY NORTH WEST LIMITED | NATURAL GAS |  | 0 | 0 | 0.185 |  |  |  | 0 | 0 | 0 |  |  |  | 0 | 0 | 0 |  | CONNECTED | 0.185 | 0 | 0 | 2.85 | 3 | 1994-06-02 | 0 |  |  | 0 | 0 | [8 empty] | 2023-05-12 00:00:00 | 53.5179 | -2.2295
DATA NOT AVAILABLE | DATA NOT AVAILABLE |  |  | YEORTON HALL FARM EGREMONT | YEORTON HALL FARM EGREMONT | EGREMONT | CUMBRIA | CA22 2NX | ENGLAND | 302399.033 | 508219.84299999999 | HARKER - HUTTON | EGREMONT | EGREMONT PRIMARY (609351) | 11 | ELECTRICITY NORTH WEST LIMITED | WIND |  | 0 | 0 | 0.4 |  |  |  | 0 | 0 | 0 |  |  |  | 0 | 0 | 0 |  | CONNECTED | 0.4 | 0.39139999999999997 | 0.41199999999999998 | 0.019 | 0.02 | 2014-07-01 | 0 |  |  | 0 | 0 | [8 empty] | 2023-05-12 00:00:00 | 54.4599 | -3.5071
DATA NOT AVAILABLE | DATA NOT AVAILABLE |  |  | COLGATE PALMOLIVE | COLGATE LANE / ORDSALL LANE | SALFORD | GREATER MANCHESTER | M5 3FS | ENGLAND | 381477.679 | 396696.07900000003 | KEARSLEY GSP | FREDERICK RD GRID | FREDERICK RD (100637) | 6.6 | ELECTRICITY NORTH WEST LIMITED | KINETIC |  | 0 | 0 | 0.35 |  |  |  | 0 | 0 | 0 |  |  |  | 0 | 0 | 0 |  | CONNECTED | 0.35 | 0 | 0 | 1.9 | 2 |  | 0 |  |  | 0 | 0 | [8 empty] | 2023-05-12 00:00:00 | 53.4667 | -2.2805
DATA NOT AVAILABLE | DATA NOT AVAILABLE |  |  | UUNW PRESTBURY WWTW | BUTLEY LANES | MACCLESFIELD | GREATER MANCHESTER | SK10 4DS | ENGLAND | 389778.13 | 378243.34 | MACC SUPER GRID | MACC SUPER GRID | BOLLINGTON (301435) | 11 | ELECTRICITY NORTH WEST LIMITED | BIOGAS |  | 0 | 0 | 0.7 |  |  |  | 0 | 0 | 0 |  |  |  | 0 | 0 | 0 |  | CONNECTED | 0.7 | 0.95 | 1 | 0.44745 | 0.471 | 2007-03-01 | 0 |  |  | 0 | 0 | [8 empty] | 2023-05-12 00:00:00 | 53.301 | -2.1548
DATA NOT AVAILABLE | DATA NOT AVAILABLE | UNITED UTILITIES GROUP PLC | SKELMERSDALE WWTW, DEANS LANE, WIGAN | SKELMERSDALE WWTW, DEANS LANE, WIGAN | SKELMERSDALE WWTW, DEANS LANE, WIGAN | WIGAN | LANCASHIRE | WN8 7UT | ENGLAND | 347569.26699999999 | 410930.723 | WASHWAY FARM GSP - KIRKBY GSP | SKELMERSDALE GRID | SKELMERSDALE (200417) | 6.6 | ELECTRICITY NORTH WEST LIMITED | PV |  | 0 | 0 | 0.6 |  |  |  | 0 | 0 | 0 |  |  |  | 0 | 0 | 0 |  | CONNECTED | 0.6 | 0.48830000000000001 | 0.51400000000000001 | 0.39805 | 0.419 | 2016-10-07 | 0 |  |  | 0 | 0 | [8 empty] | 2023-05-12 00:00:00 | 53.5923 | -2.7936
DATA NOT AVAILABLE | DATA NOT AVAILABLE | UNITED UTILITIES | BUCKTON CASTLE WTW, HOWARDS LANE, MOSSLEY | BUCKTON CASTLE WTW, HOWARDS LANE, MOSSLEY, ASHTON-UNDER-LYNE | BUCKTON CASTLE WTW, HOWARDS LANE, MOSSLEY, ASHTON-UNDER-LYNE | ASHTON-U-LYNE | GREATER MANCHESTER | OL5 9DQ | ENGLAND | 398503.13 | 402374.74 | STALYBRIDGE | HEYROD | MOSSLEY (302983) | 11 | ELECTRICITY NORTH WEST LIMITED | PV |  | 0 | 0 | 0.165 |  |  |  | 0 | 0 | 0 |  |  |  | 0 | 0 | 0 |  | CONNECTED | 0.165 | 0.15675 | 0.16500000000000001 | 0.437 | 0.46 | 2016-01-13 | 0 |  |  | 0 | 0 | [8 empty] | 2023-05-12 00:00:00 | 53.518 | -2.024
DATA NOT AVAILABLE | DATA NOT AVAILABLE | UNITED UTILITIES | BUCKTON CASTLE WTW, HOWARDS LANE, MOSSLEY | BUCKTON CASTLE WTW, HOWARDS LANE, MOSSLEY | BUCKTON CASTLE WTW, HOWARDS LANE, MOSSLEY | ASHTON-U-LYNE | GREATER MANCHESTER | OL5 9DQ | ENGLAND | 398503.13 | 402374.74 | STALYBRIDGE | HEYROD | MOSSLEY (302983) | 11 | ELECTRICITY NORTH WEST LIMITED | DIESEL |  | 0 | 0 | 0.62 |  |  |  | 0 | 0 | 0 |  |  |  | 0 | 0 | 0 |  | CONNECTED | 0.62 | 0.15675 | 0.16500000000000001 | 0.437 | 0.46 | 2018-02-01 | 0 |  |  | 0 | 0 | [8 empty] | 2023-05-12 00:00:00 | 53.518 | -2.024
DATA NOT AVAILABLE | DATA NOT AVAILABLE | UNITED UTILITIES | RIVINGTON WWTW, BOLTON ROAD, HORWICH, BOLTON | RIVINGTON WWTW, BOLTON ROAD, HORWICH, BOLTON | RIVINGTON WWTW, BOLTON ROAD, HORWICH, BOLTON | BOLTON | GREATER MANCHESTER | BL6 7RN | ENGLAND | 363059.51 | 412102.34 | KEARSLEY GSP | WESTHOUGHTON | CROWN LN (200112) | 11 | ELECTRICITY NORTH WEST LIMITED | PV |  | 0 | 0 | 0.66 |  |  |  | 0 | 0 | 0 |  |  |  | 0 | 0 | 0 |  | CONNECTED | 0.66 | 0.94809999999999994 | 0.998 | 0.75525 | 0.795 | 2016-03-07 | 0 |  |  | 0 | 0 | [8 empty] | 2023-05-12 00:00:00 | 53.6042 | -2.5597
DATA NOT AVAILABLE | DATA NOT AVAILABLE |  |  | ASDA WIGAN | ROBIN PARK | WIGAN | LANCASHIRE | WN5 0XA | ENGLAND | 356908.60100000002 | 405390.20400000003 | WASHWAY FARM GSP - KIRKBY GSP | WIGAN GRID | GREEN ST (200410) | 6.6 | ELECTRICITY NORTH WEST LIMITED | OIL |  | 0 | 0 | 0.64 |  |  |  | 0 | 0 | 0 |  |  |  | 0 | 0 | 0 |  | CONNECTED | 0.64 | 0 | 0 | 0.7296 | 0.768 |  | 0 |  |  | 0 | 0 | [8 empty] | 2023-05-12 00:00:00 | 53.5434 | -2.6517
DATA NOT AVAILABLE | DATA NOT AVAILABLE |  |  | NEWLANDS MILL 2 | HESKET NEWMARKET | CARLISLE | CUMBRIA | CA7 0AX | ENGLAND | 334965.29200000002 | 539584.277 | HARKER - HUTTON | CARLISLE 33KV | SEBERGHAM (609615) | 11 | ELECTRICITY NORTH WEST LIMITED | WIND |  | 0 | 0 | 0.4 |  |  |  | 0 | 0 | 0 |  |  |  | 0 | 0 | 0 |  | CONNECTED | 0.4 | 0.38 | 0.4 | 1.14 | 1.2 | 1991-11-01 | 0 |  |  | 0 | 0 | [8 empty] | 2023-05-12 00:00:00 | 54.747 | -3.0118
DATA NOT AVAILABLE | DATA NOT AVAILABLE |  |  | SAINSBURYS LEIGH | SAINSBURYS LEIGH | WIGAN | LANCASHIRE | WN7 5SJ | ENGLAND | 365195.69 | 400627.70500000002 | KEARSLEY GSP | ATHERTON | KIRKHALL LN (205316) | 11 | ELECTRICITY NORTH WEST LIMITED | PV |  | 0 | 0 | 0.231 |  |  |  | 0 | 0 | 0 |  |  |  | 0 | 0 | 0 |  | CONNECTED | 0.231 | 0 | 0 | 0.4655 | 0.49 | 2013-06-01 | 0 |  |  | 0 | 0 | [8 empty] | 2023-05-12 00:00:00 | 53.5012 | -2.5262
DATA NOT AVAILABLE | DATA NOT AVAILABLE | BATCHELOR ELECTRICAL LTD | ARMSTRONG FLUID TECHNOLOGIES, WOLVERTON STREET, MANCHESTER | ARMSTRONG FLUID TECHNOLOGIES, WOLVERTON STREET, MANCHESTER | ARMSTRONG FLUID TECHNOLOGIES, WOLVERTON STREET, MANCHESTER | MANCHESTER | GREATER MANCHESTER | M11 2ET | ENGLAND | 387071.57900000003 | 397441.31199999998 | STALYBRIDGE | STUART ST GRID | BRADFORD (100106) | 0.41499999999999998 | ELECTRICITY NORTH WEST LIMITED | PV |  | 0 | 0 | 0.23514 |  |  |  | 0 | 0 | 0 |  |  |  | 0 | 0 | 0 |  | CONNECTED | 0.23514 | 0.23749999999999999 | 0.25 | 1.9 | 2 | 2016-01-14 | 0 |  |  | 0 | 0 | [8 empty] | 2023-05-12 00:00:00 | 53.4735 | -2.1962
DATA NOT AVAILABLE | DATA NOT AVAILABLE |  |  | TESCO FAILSWORTH | ASHTON ROAD WEST | MANCHESTER | GREATER MANCHESTER | M35 0ES | ENGLAND | 389605.14500000002 | 401280.00199999998 | WHITEGATE GSP | CHADDERTON GRID | FAILSWORTH (100613) | 6.6 | ELECTRICITY NORTH WEST LIMITED | BIODIESEL |  | 0 | 0 | 0.2 |  |  |  | 0 | 0 | 0 |  |  |  | 0 | 0 | 0 |  | CONNECTED | 0.2 | 0 | 0 | 0.4465 | 0.47 | 2007-11-01 | 0 |  |  | 0 | 0 | [8 empty] | 2023-05-12 00:00:00 | 53.5081 | -2.1582
DATA NOT AVAILABLE | DATA NOT AVAILABLE | CERBERUS ENERGY | LAND TO THE WEST OF M6 TODHILLS | LAND TO THE WEST OF M6 TODHILLS | LAND TO THE WEST OF M6 TODHILLS | CARLISLE | CUMBRIA | CA6 4HA | ENGLAND | 337218.375 | 562323.84900000005 | HARKER - HUTTON | CARLISLE 33KV | WESTLINTON (609617) | 11 | ELECTRICITY NORTH WEST LIMITED | WIND |  | 0 | 0 | 0.5 |  |  |  | 0 | 0 | 0 |  |  |  | 0 | 0 | 0 |  | CONNECTED | 0.5 | 0.47499999999999998 | 0.5 | 0.03135 | 0.033 | 2016-08-02 | 0 |  |  | 0 | 0 | [8 empty] | 2023-05-12 00:00:00 | 54.9516 | -2.9818
DATA NOT AVAILABLE | DATA NOT AVAILABLE | EVO ENERGY LTD | M SPORT, DOVENBY HALL ESTATE, DOVENBY, COCKERMOUTH | M SPORTS DOVENBY HALL COCKERMOUTH | M SPORTS DOVENBY HALL COCKERMOUTH | KESWICK | CUMBRIA | CA13 0PN | ENGLAND | 309459.94699999999 | 533125.70799999998 | HARKER - HUTTON | STAINBURN | EMBLETON (609305) | 11 | ELECTRICITY NORTH WEST LIMITED | PV |  | 0 | 0 | 0.2 |  |  |  | 0 | 0 | 0 |  |  |  | 0 | 0 | 0 |  | CONNECTED | 0.2 | 0.1045 | 0.11 | 1.1875 | 1.25 | 2011-07-01 | 0 |  |  | 0 | 0 | [8 empty] | 2023-05-12 00:00:00 | 54.685 | -3.4059
DATA NOT AVAILABLE | DATA NOT AVAILABLE |  |  | TAMESIDE HOSPITAL | FOUNTAIN ST | OLDHAM | GREATER MANCHESTER | OL6 9RW | ENGLAND | 395320.25400000002 | 399515.65600000002 | STALYBRIDGE | HEYROD | HURST (302893) | 6.6 | ELECTRICITY NORTH WEST LIMITED | OIL |  | 0 | 0 | 0.625 |  |  |  | 0 | 0 | 0 |  |  |  | 0 | 0 | 0 |  | CONNECTED | 0.625 | 0 | 0 | 2.85 | 3 | 1989-08-01 | 0 |  |  | 0 | 0 | [8 empty] | 2023-05-12 00:00:00 | 53.4923 | -2.072
DATA NOT AVAILABLE | DATA NOT AVAILABLE |  |  | ASPATRIA CREAMERY | ASPATRIA CREAMERY | CARLISLE | CUMBRIA | CA7 2AR | ENGLAND | 314400.29599999997 | 541169.33900000004 | HARKER - HUTTON | STAINBURN | ASPATRIA (609304) | 11 | ELECTRICITY NORTH WEST LIMITED | BIOGAS |  | 0 | 0 | 0.5 |  |  |  | 0 | 0 | 0 |  |  |  | 0 | 0 | 0 |  | CONNECTED | 0.5 | 0 | 0 | 2.85 | 3 | 2014-07-01 | 0 |  |  | 0 | 0 | [8 empty] | 2023-05-12 00:00:00 | 54.7581 | -3.3317
DATA NOT AVAILABLE | DATA NOT AVAILABLE |  |  | BLACKPOOL FOOTBALL LTD,BLACKPOOL, | BLACKPOOL FOOTBALL LTD,BLACKPOOL, | BLACKPOOL | LANCASHIRE | FY1 6JJ | ENGLAND | 331026.30800000002 | 434731.44500000001 | PENWORTHAM WEST GSP - STANAH | BLACKPOOL | BLACKPOOL (400113) | 6.6 | ELECTRICITY NORTH WEST LIMITED | PV |  | 0 | 0 | 0.121 |  |  |  | 0 | 0 | 0 |  |  |  | 0 | 0 | 0 |  | CONNECTED | 0.121 | 0 | 0 | 0.76 | 0.8 | 2015-02-01 | 0 |  |  | 0 | 0 | [8 empty] | 2023-05-12 00:00:00 | 53.8043 | -3.0488
DATA NOT AVAILABLE | DATA NOT AVAILABLE |  |  | MOORSIDE FARM DRIGG HOLMROOK | DRIGG MOORSIDE | HOLMROOK | CUMBRIA | CA19 1XU | ENGLAND | 305513.83100000001 | 500010.45299999998 | HARKER - HUTTON | EGREMONT | MIDWAY (609354) | 11 | ELECTRICITY NORTH WEST LIMITED | WIND |  | 0 | 0 | 0.5 |  |  |  | 0 | 0 | 0 |  |  |  | 0 | 0 | 0 |  | CONNECTED | 0.5 | 0.39139999999999997 | 0.41199999999999998 | 0.019 | 0.02 | 2014-07-01 | 0 |  |  | 0 | 0 | [8 empty] | 2023-05-12 00:00:00 | 54.3868 | -3.4565
DATA NOT AVAILABLE | DATA NOT AVAILABLE |  |  | ASDA COLNE | CORPORATION ST | COLNE | LANCASHIRE | BB8 8LU | ENGLAND | 387120.44900000002 | 439209.99099999998 | PADIHAM - ROCHDALE GSP | NELSON GSP | NELSON (400044) | 11 | ELECTRICITY NORTH WEST LIMITED | OIL |  | 0 | 0 | 0.64 |  |  |  | 0 | 0 | 0 |  |  |  | 0 | 0 | 0 |  | CONNECTED | 0.64 | 0 | 0 | 0.4427 | 0.466 |  | 0 |  |  | 0 | 0 | [8 empty] | 2023-05-12 00:00:00 | 53.849 | -2.1973
DATA NOT AVAILABLE | DATA NOT AVAILABLE |  |  | UUNW CARNFORTH WWTW | CRAIG BANK RD | LANCASTER | LANCASHIRE | LA5 9JA | ENGLAND | 348772 | 470507 | HEYSHAM GSP | LANCASTER | BOLTON LE SANDS | 0.41499999999999998 | ELECTRICITY NORTH WEST LIMITED | OIL |  | 0 | 0 | 0.128 |  |  |  | 0 | 0 | 0 |  |  |  | 0 | 0 | 0 |  | CONNECTED | 0.128 | 0 | 0 | 0 | 0 | 2004-03-04 | 0 |  |  | 0 | 0 | [8 empty] | 2023-05-12 00:00:00 | 54.1279 | -2.7854
DATA NOT AVAILABLE | DATA NOT AVAILABLE |  |  | UUNW CLEATOR WWTW | CLEATOR | WHITEHAVEN | CUMBRIA |  | ENGLAND | 301044 | 512807 | HARKER ENWL SGTS 1 2 3A 4 / HUTTON GSP GROUP | EGREMONT | EGREMONT | 0.41499999999999998 | ELECTRICITY NORTH WEST LIMITED | OIL |  | 0 | 0 | 0.1 |  |  |  | 0 | 0 | 0 |  |  |  | 0 | 0 | 0 |  | CONNECTED | 0.1 | 0 | 0 | 0 | 0 | 2005-07-01 | 0 |  |  | 0 | 0 | [8 empty] | 2023-05-12 00:00:00 | 54.5009 | -3.5296
DATA NOT AVAILABLE | DATA NOT AVAILABLE |  |  | BRITANNIA COUNTRY HOUSE HOTEL | PALATINE ROAD (FORMERLY RIVERSIDE HOTEL) | MANCHESTER | GREATER MANCHESTER | M20 2WG | ENGLAND | 383606 | 391064 | SOUTH MANCHESTER GSP | WEST DIDSBURY | WEST DIDSBURY | 0.41499999999999998 | ELECTRICITY NORTH WEST LIMITED | NATURAL GAS |  | 0 | 0 | 0.36 |  |  |  | 0 | 0 | 0 |  |  |  | 0 | 0 | 0 |  | CONNECTED | 0.36 | 0 | 0 | 0.32015 | 0.337 |  | 0 |  |  | 0 | 0 | [8 empty] | 2023-05-12 00:00:00 | 53.4161 | -2.2481
DATA NOT AVAILABLE | DATA NOT AVAILABLE |  |  | THE DEANE |  | BOLTON | GREATER MANCHESTER | BL3 4NG | ENGLAND | 368688 | 407992 | KEARSLEY 132 GSP | WESTHOUGHTON | LOSTOCK | 0.41499999999999998 | ELECTRICITY NORTH WEST LIMITED | NATURAL GAS |  | 0 | 0 | 0.06 |  |  |  | 0 | 0 | 0 |  |  |  | 0 | 0 | 0 |  | CONNECTED | 0.06 | 0 | 0 | 0 | 0 |  | 0 |  |  | 0 | 0 | [8 empty] | 2023-05-12 00:00:00 | 53.5676 | -2.4743
DATA NOT AVAILABLE | DATA NOT AVAILABLE |  |  | LOW WOOD | HAVERTHWAITE | BARROW-IN-FURNESS | CUMBRIA | LA12 8PB | ENGLAND | 335471 | 483142 | DATA NOT AVAILABLE | DATA NOT AVAILABLE | DATA NOT AVAILABLE | 11 | ELECTRICITY NORTH WEST LIMITED | HYDRO |  | 0 | 0 | 0.3 |  |  |  | 0 | 0 | 0 |  |  |  | 0 | 0 | 0 |  | CONNECTED | 0.3 |  |  | 0 | 0 | 2001-01-01 | 0 |  |  | 0 | 0 | [8 empty] | 2023-05-12 00:00:00 | 54.2399 | -2.9916
DATA NOT AVAILABLE | DATA NOT AVAILABLE |  |  | BLACKPOOL PCT WHITEGATE DRIVE |  | BLACKPOOL | LANCASHIRE | FY3 9ES | ENGLAND | 331979 | 435674 | PENWORTHAM WEST GSP / STANAH GSP GROUP | BLACKPOOL | PRESTON OLD RD | 0.41499999999999998 | ELECTRICITY NORTH WEST LIMITED | NATURAL GAS |  | 0 | 0 | 0.5 |  |  |  | 0 | 0 | 0 |  |  |  | 0 | 0 | 0 |  | CONNECTED | 0.5 | 0 | 0 | 0 | 0 | 2009-06-01 | 0 |  |  | 0 | 0 | [8 empty] | 2023-05-12 00:00:00 | 53.8129 | -3.0345
DATA NOT AVAILABLE | DATA NOT AVAILABLE |  |  | JAMESON ROAD LANDFILL 1 DECOM | JAMESON RD LANDFILL SITE | FLEETWOOD | LANCASHIRE | FY7 8TW | ENGLAND | 333038 | 445731 | DATA NOT AVAILABLE | DATA NOT AVAILABLE | DATA NOT AVAILABLE | 6.6 | ELECTRICITY NORTH WEST LIMITED | LANDFILL GAS |  | 0 | 0 | 0.33 |  |  |  | 0 | 0 | 0 |  |  |  | 0 | 0 | 0 |  | CONNECTED | 0.33 |  |  | 0 | 0 | 2004-07-04 | 0 |  |  | 0 | 0 | [8 empty] | 2023-05-12 00:00:00 | 53.9034 | -3.0207
DATA NOT AVAILABLE | DATA NOT AVAILABLE |  |  | CONISTON HYDRO | DIXON GROUND | CONISTON | CUMBRIA | LA21 8HQ | ENGLAND | 329993 | 497584 | HARKER ENWL SGTS 1 2 3A 4 / HUTTON GSP GROUP | ULVERSTON | CONISTON | 11 | ELECTRICITY NORTH WEST LIMITED | HYDRO |  | 0 | 0 | 0.315 |  |  |  | 0 | 0 | 0 |  |  |  | 0 | 0 | 0 |  | CONNECTED | 0.315 | 0.29924999999999996 | 0.315 | 0 | 0 | 2007-02-01 | 0 |  |  | 0 | 0 | [8 empty] | 2023-05-12 00:00:00 | 54.3689 | -3.079
DATA NOT AVAILABLE | DATA NOT AVAILABLE |  |  | MORRISON, WHITEFIELD | MORRISON, WHITEFIELD | MANCHESTER | GREATER MANCHESTER | M45 8QH | ENGLAND | 380523 | 406199 | KEARSLEY LOCAL 33 GSP | DATA NOT AVAILABLE | MOSS LANE | 0.41499999999999998 | ELECTRICITY NORTH WEST LIMITED | NATURAL GAS |  | 0 | 0 | 0.15 |  |  |  | 0 | 0 | 0 |  |  |  | 0 | 0 | 0 |  | CONNECTED | 0.15 | 0 | 0 | 0 | 0 | 2008-09-01 | 0 |  |  | 0 | 0 | [8 empty] | 2023-05-12 00:00:00 | 53.5521 | -2.2954
DATA NOT AVAILABLE | DATA NOT AVAILABLE |  |  | WOLSLEY DISTRIBUTION CENTRE | REVOLUTION PARK | CHORLEY | LANCASHIRE | PR7 7DW | ENGLAND | 357634 | 419908 | PENWORTHAM WEST GSP / STANAH GSP GROUP | LEYLAND | BUCKSHAW | 0.41499999999999998 | ELECTRICITY NORTH WEST LIMITED | NATURAL GAS |  | 0 | 0 | 0.23 |  |  |  | 0 | 0 | 0 |  |  |  | 0 | 0 | 0 |  | CONNECTED | 0.23 | 0 | 0 | 0 | 0 | 2008-06-01 | 0 |  |  | 0 | 0 | [8 empty] | 2023-05-12 00:00:00 | 53.6739 | -2.6428
DATA NOT AVAILABLE | DATA NOT AVAILABLE | SHENTON GROUP | UNIVERSITY OF SALFORD BLOCK B, WALLNESS LANE, SALFORD | UNIVERSITY OF SALFORD BLOCK B, WALLNESS LANE, SALFORD | UNIVERSITY OF SALFORD BLOCK B, WALLNESS LANE, SALFORD | SALFORD | GREATER MANCHESTER | M5 4WT | ENGLAND | 382136 | 398570 | KEARSLEY GSP | FREDERICK RD GRID | FREDERICK RD (100637) | 0.41499999999999998 | ELECTRICITY NORTH WEST LIMITED | NATURAL GAS |  | 0 | 0 | 0.056 |  |  |  | 0 | 0 | 0 |  |  |  | 0 | 0 | 0 |  | CONNECTED | 0.056 | 0 | 0 | 0 | 0 | 2015-08-17 | 0 |  |  | 0 | 0 | [8 empty] | 2023-05-12 00:00:00 | 53.4835 | -2.2707
DATA NOT AVAILABLE | DATA NOT AVAILABLE |  |  | CUMBRIA COLD STORAGE APPLEBY | CUMBRIA COLD STORAGE APPLEBY | APPLEBY | CUMBRIA | CA16 6DL | ENGLAND | 367740 | 527662 | HARKER - HUTTON | PENRITH BSP | KIRKBY THORE (609654) | 0.41499999999999998 | ELECTRICITY NORTH WEST LIMITED | PV |  | 0 | 0 | 0.05 |  |  |  | 0 | 0 | 0 |  |  |  | 0 | 0 | 0 |  | CONNECTED | 0.05 | 0 | 0 | 0.171 | 0.18 | 2011-12-01 | 0 |  |  | 0 | 0 | [8 empty] | 2023-05-12 00:00:00 | 54.643 | -2.5014
DATA NOT AVAILABLE | DATA NOT AVAILABLE | PHOENIX RENEWABLES LTD T/A EGG | SOUTHMOOR INDUSTRIAL ESTATE, WYTHENSHAW, MANCHESTER, M23 9XD | SOUTHMOOR INDUSTRIAL ESTATE, WYTHENSHAW, MANCHESTER, M23 9XD | SOUTHMOOR INDUSTRIAL ESTATE, WYTHENSHAW, MANCHESTER, M23 9XD | WYTHENSHAWE | GREATER MANCHESTER | M23 9XD | ENGLAND | 380547 | 388914 | CARRINGTON | SALE BSP | BAGULEY (100103) | 11 | ELECTRICITY NORTH WEST LIMITED | PV |  | 0 | 0 | 0.066 |  |  |  | 0 | 0 | 0 |  |  |  | 0 | 0 | 0 |  | CONNECTED | 0.066 | 6.2700000000000006E-2 | 6.6000000000000003E-2 | 0 | 0 | 2023-01-06 | 0 |  |  | 0 | 0 | [8 empty] | 2023-05-12 00:00:00 | 53.3967 | -2.294
DATA NOT AVAILABLE | DATA NOT AVAILABLE | GREEN ENERGY INTERNATIONAL | BOWLAND HIGH SSCHOOL, GRINDLETON | BOWLAND HIGH SSCHOOL, GRINDLETON | BOWLAND HIGH SSCHOOL, GRINDLETON | CLITHEROE | LANCASHIRE | BB7 4QS | ENGLAND | 376484 | 446057 | PADIHAM - ROCHDALE GSP | PADIHAM BSP | BOLTON BY BOWLAND (400075) | 0.41499999999999998 | ELECTRICITY NORTH WEST LIMITED | PV |  | 0 | 0 | 0.09 |  |  |  | 0 | 0 | 0 |  |  |  | 0 | 0 | 0 |  | CONNECTED | 0.09 | 8.5499999999999993E-2 | 0.09 | 0.1425 | 0.15 | 2018-04-01 | 0 |  |  | 0 | 0 | [8 empty] | 2023-05-12 00:00:00 | 53.9101 | -2.3595
DATA NOT AVAILABLE | DATA NOT AVAILABLE |  |  | STAVELEY MILL YARD | BACK LANE | KENDAL | CUMBRIA | LA8 9LS | ENGLAND | 347162.66 | 498289.48 | HARKER - HUTTON | KENDAL-PARKSIDE RD | WINDERMERE (609057) | 0.41499999999999998 | ELECTRICITY NORTH WEST LIMITED | HYDRO |  | 0 | 0 | 0.1 |  |  |  | 0 | 0 | 0 |  |  |  | 0 | 0 | 0 |  | CONNECTED | 0.1 | 0.18905 | 0.19900000000000001 | 0.285 | 0.3 | 2002-08-01 | 0 |  |  | 0 | 0 | [8 empty] | 2023-05-12 00:00:00 | 54.3774 | -2.8149
DATA NOT AVAILABLE | DATA NOT AVAILABLE | PVFIT LTD | STAVELEY MILL YARD, STAVELEY | STAVELEY MILL YARD, STAVELEY | STAVELEY MILL YARD, BACK LANE | KENDAL | CUMBRIA | LA8 9LR | ENGLAND | 347162.66 | 498289.48 | HARKER - HUTTON | KENDAL-PARKSIDE RD | WINDERMERE (609057) | 11 | ELECTRICITY NORTH WEST LIMITED | PV |  | 0 | 0 | 0.199 |  |  |  | 0 | 0 | 0 |  |  |  | 0 | 0 | 0 |  | CONNECTED | 0.199 | 0.18905 | 0.19900000000000001 | 0.285 | 0.3 | 2021-03-11 | 0 |  |  | 0 | 0 | [8 empty] | 2023-05-12 00:00:00 | 54.3774 | -2.8149
DATA NOT AVAILABLE | DATA NOT AVAILABLE | RCL ROOFING CONSULTANTS | LOVANIA NURSERIES TARLETON | LOVANIA NURSERIES 188 BLACKGATE LANE TARLETON | LOVANIA NURSERIES 188 BLACKGATE LANE TARLETON | PRESTON | LANCASHIRE | PR4 6UU | ENGLAND | 344153 | 420062 | PENWORTHAM WEST GSP - STANAH | WRIGHTINGTON | TARLETON (400213) | 0.41499999999999998 | ELECTRICITY NORTH WEST LIMITED | PV |  | 0 | 0 | 0.05 |  |  |  | 0 | 0 | 0 |  |  |  | 0 | 0 | 0 |  | CONNECTED | 0.05 | 4.7500000000000001E-2 | 0.05 | 0.11875 | 0.125 | 2012-08-01 | 0 |  |  | 0 | 0 | [8 empty] | 2023-05-12 00:00:00 | 53.674 | -2.8469
DATA NOT AVAILABLE | DATA NOT AVAILABLE | T & J LEIGH | GHYLL VIEW FARM, LONGTON, PR4 4ST | GHYLL VIEW FARM GILL LANE LONGTON | GHYLL VIEW FARM GILL LANE LONGTON | PRESTON | LANCASHIRE | PR4 4ST | ENGLAND | 350107 | 424243 | PENWORTHAM WEST GSP - STANAH | WRIGHTINGTON | TARLETON (400213) | 0.41499999999999998 | ELECTRICITY NORTH WEST LIMITED | PV |  | 0 | 0 | 0.05 |  |  |  | 0 | 0 | 0 |  |  |  | 0 | 0 | 0 |  | CONNECTED | 0.05 | 4.7500000000000001E-2 | 0.05 | 0.07125 | 0.075 | 2012-04-01 | 0 |  |  | 0 | 0 | [8 empty] | 2023-05-12 00:00:00 | 53.7122 | -2.7574
DATA NOT AVAILABLE | DATA NOT AVAILABLE | GTC | 5 BOROUGHS MENTAL HEALTH, ATHERLEIGH WAY, LEIGH | 5 BOROUGHS MENTAL HEALTH, ATHERLEIGH WAY, LEIGH | 5 BOROUGHS MENTAL HEALTH, ATHERLEIGH WAY, LEIGH | WIGAN | LANCASHIRE | WN7 1YN | ENGLAND | 365343 | 400633 | KEARSLEY GSP | ATHERTON | LEIGH (205329) | 6.6 | ELECTRICITY NORTH WEST LIMITED | OIL |  | 0 | 0 | 0.52 |  |  |  | 0 | 0 | 0 |  |  |  | 0 | 0 | 0 |  | CONNECTED | 0.52 | 0 | 0 | 0 | 0 | 2017-12-01 | 0 |  |  | 0 | 0 | [8 empty] | 2023-05-12 00:00:00 | 53.5012 | -2.5239
DATA NOT AVAILABLE | DATA NOT AVAILABLE | TB ELECTRICS | UNIT 5, RUGBY PARK, BLETCHY RD, SK4 3EJ | UNIT 5, RUGBY PARK, BLETCHY RD, SK4 3EJ | UNIT 5 RUGBY PARK BLETCHLEY ROAD HEATON MERSEY | STOCKPORT | CHESHIRE | SK4 3ED | ENGLAND | 386392.53 | 390167.01 | BREDBURY | VERNON PK GRID | HEATON MOOR (302610) | 0.4 | ELECTRICITY NORTH WEST LIMITED | PV |  | 0 | 0 | 0.05 |  |  |  | 0 | 0 | 0 |  |  |  | 0 | 0 | 0 |  | CONNECTED | 0.05 |  |  | 0.00095 | 0.001 | 2022-11-29 | 0 |  |  | 0 | 0 | [8 empty] | 2023-05-12 00:00:00 | 53.4081 | -2.2062
DATA NOT AVAILABLE | DATA NOT AVAILABLE |  |  | BUILDING B BOLTON COLLEGE | BUILDING B BOLTON COLLEGE | BOLTON | GREATER MANCHESTER | BL3 5AG | ENGLAND | 371214.62599999999 | 408777.35600000003 | KEARSLEY GSP | BOLTON GRID | SPA RD (200102) | 0.41499999999999998 | ELECTRICITY NORTH WEST LIMITED | NATURAL GAS |  | 0 | 0 | 0.07 |  |  |  | 0 | 0 | 0 |  |  |  | 0 | 0 | 0 |  | CONNECTED | 0.07 | 0 | 0 | 0.5225 | 0.55 | 2010-06-01 | 0 |  |  | 0 | 0 | [8 empty] | 2023-05-12 00:00:00 | 53.5748 | -2.4362
DATA NOT AVAILABLE | DATA NOT AVAILABLE |  |  | HFL FREEMAN HOUSE OLDHAM ST DENTON | HFL FREEMAN HOUSE OLDHAM ST DENTON | MANCHESTER | GREATER MANCHESTER | M34 3SU | ENGLAND | 391506.65500000003 | 395203.25199999998 | STALYBRIDGE | DROYLSDEN GRID | DENTON WEST (100111) | 0.41499999999999998 | ELECTRICITY NORTH WEST LIMITED | PV |  | 0 | 0 | 0.05 |  |  |  | 0 | 0 | 0 |  |  |  | 0 | 0 | 0 |  | CONNECTED | 0.05 | 0 | 0 | 0.00095 | 0.001 | 2012-01-01 | 0 |  |  | 0 | 0 | [8 empty] | 2023-05-12 00:00:00 | 53.4535 | -2.1294
DATA NOT AVAILABLE | DATA NOT AVAILABLE | ECOPAC | ELLISON ENGINEERING SERVICES, LA33PS | WOODGATE BUS CENTRE WHIT LUND MORECAMBE | WOODGATE BUS CENTRE WHIT LUND MORECAMBE | LANCASTER | LANCASHIRE | LA3 3PS | ENGLAND | 345491.636 | 462694.424 | HEYSHAM | LANCASTER | WESTGATE (609907) | 0.41499999999999998 | ELECTRICITY NORTH WEST LIMITED | PV |  | 0 | 0 | 0.05 |  |  |  | 0 | 0 | 0 |  |  |  | 0 | 0 | 0 |  | CONNECTED | 0.05 | 0 | 0 | 0.095 | 0.1 | 2011-12-01 | 0 |  |  | 0 | 0 | [8 empty] | 2023-05-12 00:00:00 | 54.0573 | -2.8342
DATA NOT AVAILABLE | DATA NOT AVAILABLE |  | SALFORD SPORTS VILLAGE, LITTLETON ROAD, SALFORD | SALFORD SPORTS VILLAGE, LITTLETON ROAD, SALFORD | SALFORD SPORTS VILLAGE LITTLETON ROAD | SALFORD | LANCASHIRE | M7 3QG | ENGLAND | 381095.49699999997 | 401326.30499999999 | KEARSLEY GSP | FREDERICK RD GRID | FREDERICK RD (100637) | 0.4 | ELECTRICITY NORTH WEST LIMITED | PV |  | 0 | 0 | 0.05 |  |  |  | 0 | 0 | 0 |  |  |  | 0 | 0 | 0 |  | CONNECTED | 0.05 | 4.7500000000000001E-2 | 0.05 | 0.095 | 0.1 | 2022-04-05 | 0 |  |  | 0 | 0 | [8 empty] | 2023-05-12 00:00:00 | 53.5083 | -2.2865
DATA NOT AVAILABLE | DATA NOT AVAILABLE | APG ENERGY SOLUTIONS LTD | JOE ROOTCROFT & SONS LTD, LEYLAND, PR26 3UX | UNIT A MOSS SIDE ASTON WAY LEYLAND | UNIT A MOSS SIDE ASTON WAY LEYLAND | LEYLAND | LANCASHIRE | PR26 7QL | ENGLAND | 351813.13 | 423105.17 | PENWORTHAM WEST GSP - STANAH | LEYLAND BSP | SEVEN STARS (400219) | 0.41499999999999998 | ELECTRICITY NORTH WEST LIMITED | PV |  | 0 | 0 | 0.05 |  |  |  | 0 | 0 | 0 |  |  |  | 0 | 0 | 0 |  | CONNECTED | 0.05 | 0 | 0 | 0.00095 | 0.001 | 2012-02-01 | 0 |  |  | 0 | 0 | [8 empty] | 2023-05-12 00:00:00 | 53.7021 | -2.7314
DATA NOT AVAILABLE | DATA NOT AVAILABLE |  |  | ST CUTHBERTS HIGH SCHOOL, ROCHDALE | ST CUTHBERTS HIGH SCHOOL, ROCHDALE | ROCHDALE | GREATER MANCHESTER | OL16 4RX | ENGLAND | 390820.71 | 410447.72 | PADIHAM - ROCHDALE GSP | CASTLETON | WOODBINE ST (304891) | 0.41499999999999998 | ELECTRICITY NORTH WEST LIMITED | PV |  | 0 | 0 | 0.066 |  |  |  | 0 | 0 | 0 |  |  |  | 0 | 0 | 0 |  | CONNECTED | 0.066 | 0 | 0 | 0.4275 | 0.45 | 2013-10-01 | 0 |  |  | 0 | 0 | [8 empty] | 2023-05-12 00:00:00 | 53.5905 | -2.1401
DATA NOT AVAILABLE | DATA NOT AVAILABLE |  |  | BROOKVALE CARE HOME, SIMISTER LANE, PRESTWICH, MANCHESTER | BROOKVALE CARE HOME, SIMISTER LANE, PRESTWICH, MANCHESTER | MANCHESTER | GREATER MANCHESTER | M25 2SF | ENGLAND | 383793.29599999997 | 406049.74099999998 | WHITEGATE GSP | RED BANK GRID | BLACKLEY (100605) | 0.41499999999999998 | ELECTRICITY NORTH WEST LIMITED | PV |  | 0 | 0 | 0.48 |  |  |  | 0 | 0 | 0 |  |  |  | 0 | 0 | 0 |  | CONNECTED | 0.48 | 0.56429999999999991 | 0.59399999999999997 | 0.475 | 0.5 | 2016-07-13 | 0 |  |  | 0 | 0 | [8 empty] | 2023-05-12 00:00:00 | 53.5508 | -2.2461
DATA NOT AVAILABLE | DATA NOT AVAILABLE |  |  | LOW TARNS SILLOTH | LOW TARNS SILLOTH | CARLISLE | CUMBRIA | CA7 4NQ | ENGLAND | 312512.56199999998 | 547954.09199999995 | HARKER - HUTTON | CARLISLE 33KV | SILLOTH (609616) | 0.41499999999999998 | ELECTRICITY NORTH WEST LIMITED | WIND |  | 0 | 0 | 0.09 |  |  |  | 0 | 0 | 0 |  |  |  | 0 | 0 | 0 |  | CONNECTED | 0.09 | 8.5499999999999993E-2 | 0.09 | 0.019 | 0.02 | 2013-09-01 | 0 |  |  | 0 | 0 | [8 empty] | 2023-05-12 00:00:00 | 54.8188 | -3.3631
DATA NOT AVAILABLE | DATA NOT AVAILABLE |  |  | PEASTREE FARM DURDAR CARLISLE | PEASTREE FARM DURDAR CARLISLE | WIGTON | CUMBRIA | CA5 7LJ | ENGLAND | 339876.40700000001 | 551394.94900000002 | HARKER - HUTTON | CARLISLE 33KV | MORTON PK (609605) | 0.41499999999999998 | ELECTRICITY NORTH WEST LIMITED | WIND |  | 0 | 0 | 0.225 |  |  |  | 0 | 0 | 0 |  |  |  | 0 | 0 | 0 |  | CONNECTED | 0.225 | 0.23749999999999999 | 0.25 | 0.019 | 0.02 | 2013-10-01 | 0 |  |  | 0 | 0 | [8 empty] | 2023-05-12 00:00:00 | 54.8537 | -2.938
DATA NOT AVAILABLE | DATA NOT AVAILABLE | SAS ENERGY LTD | LYNSTOCK WAY, HORWICH, BOLTON | LYNSTOCK WAY, HORWICH, BOLTON | UNIT 6 GRESHAM BENNET LTD | BOLTON | LANCASHIRE | BL6 4SA | ENGLAND | 365526.03499999997 | 408906.853 | KEARSLEY GSP | WESTHOUGHTON | LOSTOCK (200113) | 0.4 | ELECTRICITY NORTH WEST LIMITED | PV |  | 0 | 0 | 0.324 |  |  |  | 0 | 0 | 0 |  |  |  | 0 | 0 | 0 |  | CONNECTED | 0.324 | 0.18905 | 0.19900000000000001 | 0.76 | 0.8 | 2019-06-18 | 0 |  |  | 0 | 0 | [8 empty] | 2023-05-12 00:00:00 | 53.5756 | -2.5221
DATA NOT AVAILABLE | DATA NOT AVAILABLE |  |  | LYNSTOCK WAY, HORWICH, BOLTON | LYNSTOCK WAY, HORWICH, BOLTON | BOLTON | GREATER MANCHESTER | BL6 4SA | ENGLAND | 365526.03499999997 | 408906.853 | KEARSLEY GSP | WESTHOUGHTON | LOSTOCK (200113) | 11 | ELECTRICITY NORTH WEST LIMITED | PV |  | 0 | 0 | 0.324 |  |  |  | 0 | 0 | 0 |  |  |  | 0 | 0 | 0 |  | CONNECTED | 0.324 | 0.18905 | 0.19900000000000001 | 0.76 | 0.8 | 2019-06-01 | 0 |  |  | 0 | 0 | [8 empty] | 2023-05-12 00:00:00 | 53.5756 | -2.5221
DATA NOT AVAILABLE | DATA NOT AVAILABLE |  |  | THE OLD ENGLAND HOTEL | CHURCH ST | KENDAL | CUMBRIA | LA23 3DF | ENGLAND | 340198.48100000003 | 496924.44900000002 | HARKER - HUTTON | KENDAL-PARKSIDE RD | WINDERMERE (609057) | 0.41499999999999998 | ELECTRICITY NORTH WEST LIMITED | NATURAL GAS |  | 0 | 0 | 0.054 |  |  |  | 0 | 0 | 0 |  |  |  | 0 | 0 | 0 |  | CONNECTED | 0.054 | 0 | 0 | 0.228 | 0.24 | 1994-05-04 | 0 |  |  | 0 | 0 | [8 empty] | 2023-05-12 00:00:00 | 54.3643 | -2.9219
DATA NOT AVAILABLE | DATA NOT AVAILABLE | WIRELESS EDGE COMMUNICATIONS LTD | ALDI STORES LTD CUERDEN WAY PRESTON PR5 | ALDI STORES LTD CUERDEN WAY PRESTON | ALDI STORES LTD CUERDEN WAY PRESTON | PRESTON | LANCASHIRE | PR5 6BJ | ENGLAND | 355828.26 | 425350.57 | PENWORTHAM EAST GSP - ROCHDALE GSP | RIBBLE GSP | BAMBER BRIDGE (400201) | 0.41499999999999998 | ELECTRICITY NORTH WEST LIMITED | PV |  | 0 | 0 | 0.05 |  |  |  | 0 | 0 | 0 |  |  |  | 0 | 0 | 0 |  | CONNECTED | 0.05 | 0 | 0 | 0.133 | 0.14 | 2016-08-08 | 0 |  |  | 0 | 0 | [8 empty] | 2023-05-12 00:00:00 | 53.7227 | -2.6709
DATA NOT AVAILABLE | DATA NOT AVAILABLE |  |  | URBAN EXCHANGE GREAT ANCOATS ST MANCHESTER | URBAN EXCHANGE GREAT ANCOATS ST MANCHESTER | MANCHESTER | GREATER MANCHESTER | M4 6DE | ENGLAND | 384924.66100000002 | 398280.32400000002 | WHITEGATE GSP | RED BANK GRID | ANCOATS NORTH (100601) | 0.41499999999999998 | ELECTRICITY NORTH WEST LIMITED | PV |  | 0 | 0 | 0.15 |  |  |  | 0 | 0 | 0 |  |  |  | 0 | 0 | 0 |  | CONNECTED | 0.15 | 0 | 0 | 0.95 | 1 | 2012-11-01 | 0 |  |  | 0 | 0 | [8 empty] | 2023-05-12 00:00:00 | 53.481 | -2.2286
DATA NOT AVAILABLE | DATA NOT AVAILABLE |  |  | UNIT 12, ALMA WORKS, STATION ST, DUKINFIELD | UNIT 12, ALMA WORKS, STATION ST, DUKINFIELD | STOCKPORT | CHESHIRE | SK16 4SE | ENGLAND | 393573.42 | 398358.59 | STALYBRIDGE | HEYROD | TAME VALLEY (300209) | 0.41499999999999998 | ELECTRICITY NORTH WEST LIMITED | PV |  | 0 | 0 | 0.05 |  |  |  | 0 | 0 | 0 |  |  |  | 0 | 0 | 0 |  | CONNECTED | 0.05 | 4.7500000000000001E-2 | 0.05 | 0.00095 | 0.001 | 2014-10-01 | 0 |  |  | 0 | 0 | [8 empty] | 2023-05-12 00:00:00 | 53.4819 | -2.0983
DATA NOT AVAILABLE | DATA NOT AVAILABLE |  |  | UNIT 6, ALMA WORKS, STATION ST, DUKINFIELD | UNIT 6, ALMA WORKS, STATION ST, DUKINFIELD | STOCKPORT | CHESHIRE | SK16 4SE | ENGLAND | 393573.42 | 398358.59 | STALYBRIDGE | HEYROD | TAME VALLEY (300209) | 0.41499999999999998 | ELECTRICITY NORTH WEST LIMITED | PV |  | 0 | 0 | 0.05 |  |  |  | 0 | 0 | 0 |  |  |  | 0 | 0 | 0 |  | CONNECTED | 0.05 | 4.7500000000000001E-2 | 0.05 | 0.07125 | 0.075 | 2014-10-01 | 0 |  |  | 0 | 0 | [8 empty] | 2023-05-12 00:00:00 | 53.4819 | -2.0983
DATA NOT AVAILABLE | DATA NOT AVAILABLE |  |  | 14 THE QUAYS SALFORD | 14 THE QUAYS SALFORD | SALFORD | GREATER MANCHESTER | M50 3BF | ENGLAND | 381036.70400000003 | 397318.31699999998 | KEARSLEY GSP | FREDERICK RD GRID | ROBERT HALL ST (100629) | 0.41499999999999998 | ELECTRICITY NORTH WEST LIMITED | PV |  | 0 | 0 | 0.05 |  |  |  | 0 | 0 | 0 |  |  |  | 0 | 0 | 0 |  | CONNECTED | 0.05 | 0 | 0 | 0.76 | 0.8 | 2014-09-01 | 0 |  |  | 0 | 0 | [8 empty] | 2023-05-12 00:00:00 | 53.4723 | -2.2872
DATA NOT AVAILABLE | DATA NOT AVAILABLE |  |  | POAKA BECK WTW MARTON ULVERSTON | POAKA BECK WTW MARTON ULVERSTON | ULVERSTON | CUMBRIA | LA12 0NW | ENGLAND | 324084.53999999998 | 477830.29 | HARKER - HUTTON | ULVERSTON | DALTON (609008) | 0.41499999999999998 | ELECTRICITY NORTH WEST LIMITED | PV |  | 0 | 0 | 0.072 |  |  |  | 0 | 0 | 0 |  |  |  | 0 | 0 | 0 |  | CONNECTED | 0.072 | 6.8399999999999989E-2 | 7.1999999999999995E-2 | 0.18145 | 0.191 | 2014-10-01 | 0 |  |  | 0 | 0 | [8 empty] | 2023-05-12 00:00:00 | 54.1906 | -3.1649
DATA NOT AVAILABLE | DATA NOT AVAILABLE |  |  | TOTAL FITNESS ALTRINCHAM | TOTAL FITNESS ALTRINCHAM | ALTRINCHAM | GREATER MANCHESTER | WA14 2DE | ENGLAND | 376705.93599999999 | 387574.87699999998 | CARRINGTON | ALTRINCHAM GRID | BOWDON (100105) | 0.41499999999999998 | ELECTRICITY NORTH WEST LIMITED | NATURAL GAS |  | 0 | 0 | 0.21 |  |  |  | 0 | 0 | 0 |  |  |  | 0 | 0 | 0 |  | CONNECTED | 0.21 | 0 | 0 | 0.3762 | 0.396 | 2003-03-03 | 0 |  |  | 0 | 0 | [8 empty] | 2023-05-12 00:00:00 | 53.3845 | -2.3517
DATA NOT AVAILABLE | DATA NOT AVAILABLE | BOWLER ENERGY | SUPER WIDE DIGITAL LTD NEWLINE INDUSTRIA | SUPER WIDE DIGITAL LTD, UNIT 4B NEWLINE INDUSTRIAL ESTATE, THE SIDINGS, BACUP | SUPER WIDE DIGITAL LTD, UNIT 4B NEWLINE INDUSTRIAL ESTATE, THE SIDINGS, BACUP | BACUP | LANCASHIRE | OL13 9RW | ENGLAND | 387305.16100000002 | 421853.72100000002 | PADIHAM - ROCHDALE GSP | ROSSENDALE BSP | WESLEY PL (400093) | 0.41499999999999998 | ELECTRICITY NORTH WEST LIMITED | PV |  | 0 | 0 | 0.08 |  |  |  | 0 | 0 | 0 |  |  |  | 0 | 0 | 0 |  | CONNECTED | 0.08 | 7.5999999999999998E-2 | 0.08 | 0.076 | 0.08 | 2015-12-01 | 0 |  |  | 0 | 0 | [8 empty] | 2023-05-12 00:00:00 | 53.693 | -2.1937
DATA NOT AVAILABLE | DATA NOT AVAILABLE |  |  | VISCOUNT COURT, BLACKPOOL | VISCOUNT COURT, BLACKPOOL | BLACKPOOL | LANCASHIRE | FY4 2FB | ENGLAND | 331966.95 | 431639.6 | PENWORTHAM WEST GSP - STANAH | BLACKPOOL | SQUIRES GATE (400115) | 0.41499999999999998 | ELECTRICITY NORTH WEST LIMITED | PV |  | 0 | 0 | 0.096 |  |  |  | 0 | 0 | 0 |  |  |  | 0 | 0 | 0 |  | CONNECTED | 0.096 | 0 | 0 | 0.19 | 0.2 | 2014-10-01 | 0 |  |  | 0 | 0 | [8 empty] | 2023-05-12 00:00:00 | 53.7766 | -3.0338
DATA NOT AVAILABLE | DATA NOT AVAILABLE |  |  | OLDHAM ICC | ST MARY'S WAY, CHEAPSIDE, OLDHAM | OLDHAM | GREATER MANCHESTER | OL1 1NR | ENGLAND | 392331.40899999999 | 405235.77100000001 | WHITEGATE GSP | GREENHILL | ST MARYS (302931) | 0.41499999999999998 | ELECTRICITY NORTH WEST LIMITED | BIODIESEL |  | 0 | 0 | 0.24 |  |  |  | 0 | 0 | 0 |  |  |  | 0 | 0 | 0 |  | CONNECTED | 0.24 | 0.22799999999999998 | 0.24 | 0.475 | 0.5 | 2009-08-01 | 0 |  |  | 0 | 0 | [8 empty] | 2023-05-12 00:00:00 | 53.5437 | -2.1172
DATA NOT AVAILABLE | DATA NOT AVAILABLE | WIND AND SOLAR POWER UK LTD | LANCASTER TRAINING SERVICES, PENROD WAY, HEYSHAM | 5 PENROD WAY, HEYSHAM | 5 PENROD WAY, HEYSHAM | LANCASTER | LANCASHIRE | LA3 2UZ | ENGLAND | 340998.38 | 460506.77 | HEYSHAM | TRIMPELL | TRIMPELL (609918) | 0.41499999999999998 | ELECTRICITY NORTH WEST LIMITED | PV |  | 0 | 0 | 0.05 |  |  |  | 0 | 0 | 0 |  |  |  | 0 | 0 | 0 |  | CONNECTED | 0.05 | 4.7500000000000001E-2 | 0.05 | 0.00095 | 0.001 | 2014-09-01 | 0 |  |  | 0 | 0 | [8 empty] | 2023-05-12 00:00:00 | 54.0371 | -2.9024
DATA NOT AVAILABLE | DATA NOT AVAILABLE |  |  | WHALLEY HYDRO CLITHEROE | WHALLEY HYDRO CLITHEROE | CLITHEROE | LANCASHIRE | BB7 9SR | ENGLAND | 373493.451 | 435887.27600000001 | PADIHAM - ROCHDALE GSP | PADIHAM BSP | WHALLEY (400074) | 0.41499999999999998 | ELECTRICITY NORTH WEST LIMITED | HYDRO |  | 0 | 0 | 0.1 |  |  |  | 0 | 0 | 0 |  |  |  | 0 | 0 | 0 |  | CONNECTED | 0.1 | 9.5000000000000001E-2 | 0.1 | 0.019 | 0.02 | 2014-06-01 | 0 |  |  | 0 | 0 | [8 empty] | 2023-05-12 00:00:00 | 53.8186 | -2.4041
DATA NOT AVAILABLE | DATA NOT AVAILABLE |  |  | HEIGHT SIDE FARM TODMORDEN RD BACUP | HEIGHT SIDE FARM TODMORDEN RD BACUP | BACUP | LANCASHIRE | OL13 9UG | ENGLAND | 387954.45600000001 | 424099.64899999998 | PADIHAM - ROCHDALE GSP | ROSSENDALE BSP | WESLEY PL (400093) | 0.41499999999999998 | ELECTRICITY NORTH WEST LIMITED | WIND |  | 0 | 0 | 0.09 |  |  |  | 0 | 0 | 0 |  |  |  | 0 | 0 | 0 |  | CONNECTED | 0.09 | 7.5999999999999998E-2 | 0.08 | 0.019 | 0.02 | 2014-12-01 | 0 |  |  | 0 | 0 | [8 empty] | 2023-05-12 00:00:00 | 53.7132 | -2.184
DATA NOT AVAILABLE | DATA NOT AVAILABLE | H&H LAND & PROPERTY LTD | LEESRIGG FARM, WIGTON, CA7 1BZ | LEESRIGG FARM WIGTON | LEESRIGG FARM WIGTON | CARLISLE | CUMBRIA | CA7 1BZ | ENGLAND | 319661.12900000002 | 542053.06200000003 | HARKER - HUTTON | STAINBURN | ASPATRIA (609304) | 0.41499999999999998 | ELECTRICITY NORTH WEST LIMITED | WIND |  | 0 | 0 | 0.08 |  |  |  | 0 | 0 | 0 |  |  |  | 0 | 0 | 0 |  | CONNECTED | 0.08 | 8.0750000000000002E-2 | 8.5000000000000006E-2 | 0 | 0 | 2015-02-01 | 0 |  |  | 0 | 0 | [8 empty] | 2023-05-12 00:00:00 | 54.767 | -3.2502
DATA NOT AVAILABLE | DATA NOT AVAILABLE | REAL ENERGY | LLOYD GROUP, UNIT 19 MILLBROOK ROAD, KINGSTOWN IND EST, CARLISLE | LLOYD GROUP, UNIT 19 MILLBROOK ROAD, KINGSTOWN IND EST, CARLISLE | LLOYD GROUP, UNIT 19 MILLBROOK ROAD, KINGSTOWN IND EST, CARLISLE | CARLISLE | CUMBRIA | CA3 0ET | ENGLAND | 339326.02799999999 | 559224.15399999998 | HARKER - HUTTON | CARLISLE 33KV | CARLISLE NORTH BSP (609595) | 0.41499999999999998 | ELECTRICITY NORTH WEST LIMITED | PV |  | 0 | 0 | 0.072 |  |  |  | 0 | 0 | 0 |  |  |  | 0 | 0 | 0 |  | CONNECTED | 0.072 | 7.1249999999999994E-2 | 7.4999999999999997E-2 | 0.114 | 0.12 | 2018-05-01 | 0 |  |  | 0 | 0 | [8 empty] | 2023-05-12 00:00:00 | 54.924 | -2.9482
DATA NOT AVAILABLE | DATA NOT AVAILABLE |  | OASIS MEDIA CITY UK, SALFORD QUAYS | OASIS MEDIA CITY UK, SALFORD QUAYS | OASIS ACADEMY MEDIA CITY10 TRAFFORD ROAD | SALFORD | LANCASHIRE | M5 4QD | ENGLAND | 381232.01400000002 | 397712.84899999999 | KEARSLEY GSP | FREDERICK RD GRID | PENDLETON (100625) | 0.4 | ELECTRICITY NORTH WEST LIMITED | PV |  | 0 | 0 | 0.065 |  |  |  | 0 | 0 | 0 |  |  |  | 0 | 0 | 0 |  | CONNECTED | 0.065 | 6.1749999999999999E-2 | 6.5000000000000002E-2 | 0.2755 | 0.29 | 2022-02-25 | 0 |  |  | 0 | 0 | [8 empty] | 2023-05-12 00:00:00 | 53.4758 | -2.2842
DATA NOT AVAILABLE | DATA NOT AVAILABLE |  |  | ROCHDALE LEISURE CENTRE, ENTWISTLE ROAD, ROCHDALE | ROCHDALE LEISURE CENTRE, ENTWISTLE ROAD, ROCHDALE | ROCHDALE | GREATER MANCHESTER | OL16 2HZ | ENGLAND | 390322.63199999998 | 413499.13799999998 | PADIHAM - ROCHDALE GSP | BELFIELD GRID | WARDLEWORTH (304886) | 0.41499999999999998 | ELECTRICITY NORTH WEST LIMITED | NATURAL GAS |  | 0 | 0 | 0.24 |  |  |  | 0 | 0 | 0 |  |  |  | 0 | 0 | 0 |  | CONNECTED | 0.24 | 0.23749999999999999 | 0.25 | 0.1672 | 0.176 | 2014-11-01 | 0 |  |  | 0 | 0 | [8 empty] | 2023-05-12 00:00:00 | 53.6179 | -2.1478
DATA NOT AVAILABLE | DATA NOT AVAILABLE | EARTHMILL | OXENRIGGS FARM, EGREMONT | OXENRIGGS FARM, EGREMONT, | OXENRIGGS FARM, EGREMONT, | EGREMONT | CUMBRIA | CA22 2PH | ENGLAND | 302592.12400000001 | 510130.07699999999 | HARKER - HUTTON | EGREMONT | EGREMONT PRIMARY (609351) | 0.41499999999999998 | ELECTRICITY NORTH WEST LIMITED | WIND |  | 0 | 0 | 0.09 |  |  |  | 0 | 0 | 0 |  |  |  | 0 | 0 | 0 |  | CONNECTED | 0.09 | 8.5499999999999993E-2 | 0.09 | 0.019 | 0.02 | 2014-01-01 | 0 |  |  | 0 | 0 | [8 empty] | 2023-05-12 00:00:00 | 54.4771 | -3.5048
DATA NOT AVAILABLE | DATA NOT AVAILABLE | WIRELESS EDGE COMMUNICATIONS LTD | ALDI, KEMP STREET, MIDDLETON | ALDI, KEMP STREET, MIDDLETON | ALDI, KEMP STREET, MIDDLETON | MANCHESTER | GREATER MANCHESTER | M24 4FH | ENGLAND | 386521.89299999998 | 405760.26500000001 | WHITEGATE GSP | CHADDERTON GRID | LANGLEY (302855) | 0.41499999999999998 | ELECTRICITY NORTH WEST LIMITED | PV |  | 0 | 0 | 0.05 |  |  |  | 0 | 0 | 0 |  |  |  | 0 | 0 | 0 |  | CONNECTED | 0.05 | 0 | 0 | 0.133 | 0.14 | 2016-11-16 | 0 |  |  | 0 | 0 | [8 empty] | 2023-05-12 00:00:00 | 53.5483 | -2.2049
DATA NOT AVAILABLE | DATA NOT AVAILABLE | H&H LAND & PROPERTY LTD | HALL BANK FARM ASPATRIA | HALL BANK FARM ASPATRIA | HALL BANK FARM ASPATRIA | CARLISLE | CUMBRIA | CA7 2JX | ENGLAND | 312877.09700000001 | 540910.41899999999 | HARKER - HUTTON | STAINBURN | ASPATRIA (609304) | 0.41499999999999998 | ELECTRICITY NORTH WEST LIMITED | WIND |  | 0 | 0 | 0.085 |  |  |  | 0 | 0 | 0 |  |  |  | 0 | 0 | 0 |  | CONNECTED | 0.085 | 8.0750000000000002E-2 | 8.5000000000000006E-2 | 0.0076 | 0.008 | 2013-08-01 | 0 |  |  | 0 | 0 | [8 empty] | 2023-05-12 00:00:00 | 54.7556 | -3.3553
DATA NOT AVAILABLE | DATA NOT AVAILABLE | IVEGATE LTD | CHORLEY FIRE STATION TRAINING CENTRE, WASHINGTON HALL | CHORLEY FIRE STATION TRAINING CENTRE, WASHINGTON HALL | FIRE BRIGADE TRAINING CENTRE | CHORLEY | LANCASHIRE | PR7 6DH | ENGLAND | 356724.27799999999 | 418605.033 | PENWORTHAM WEST GSP - STANAH | WRIGHTINGTON | WOODFIELD RD (400215) | 0.4 | ELECTRICITY NORTH WEST LIMITED | PV |  | 0 | 0 | 0.11 |  |  |  | 0 | 0 | 0 |  |  |  | 0 | 0 | 0 |  | CONNECTED | 0.11 | 0.1045 | 0.11 | 0.3325 | 0.35 | 2021-07-21 | 0 |  |  | 0 | 0 | [8 empty] | 2023-05-12 00:00:00 | 53.6621 | -2.6564
DATA NOT AVAILABLE | DATA NOT AVAILABLE |  |  | EXPORT,THOMAS GRAHAM & SONS LTD,,SPELLAR WAY,KINGMOOR PARK EAST,KINGMOOR PARK EAST,,,CARLISLE,CUMBRIA | EXPORT,THOMAS GRAHAM & SONS LTD,,SPELLAR WAY,KINGMOOR PARK EAST,KINGMOOR PARK EAST,,,CARLISLE,CUMBRIA | CARLISLE | CUMBRIA | CA6 4SQ | ENGLAND | 338526.7 | 559208.429 | HARKER - HUTTON | CARLISLE 33KV | CARLISLE NORTH BSP (609595) | 0.41499999999999998 | ELECTRICITY NORTH WEST LIMITED | PV |  | 0 | 0 | 0.225 |  |  |  | 0 | 0 | 0 |  |  |  | 0 | 0 | 0 |  | CONNECTED | 0.225 | 0.21375 | 0.22500000000000001 | 0.1425 | 0.15 | 2015-07-01 | 0 |  |  | 0 | 0 | [8 empty] | 2023-05-12 00:00:00 | 54.9238 | -2.9607
DATA NOT AVAILABLE | DATA NOT AVAILABLE | SUSTAINABLE ENERGY SYSTEMS | HOWES FARM CALTHWAITE PENRITH | HOWES FARM WIND TURBINES CALTHWAITE PENRITH | HOWES FARM WIND TURBINES CALTHWAITE PENRITH | PENRITH | CUMBRIA | CA11 9QG | ENGLAND | 342287.52100000001 | 540321.51899999997 | HARKER - HUTTON | PENRITH BSP | HUTTON END (609653) | 0.41499999999999998 | ELECTRICITY NORTH WEST LIMITED | WIND |  | 0 | 0 | 0.1 |  |  |  | 0 | 0 | 0 |  |  |  | 0 | 0 | 0 |  | CONNECTED | 0.1 | 0.10639999999999999 | 0.112 | 0.019 | 0.02 | 2014-07-01 | 0 |  |  | 0 | 0 | [8 empty] | 2023-05-12 00:00:00 | 54.7545 | -2.8982
DATA NOT AVAILABLE | DATA NOT AVAILABLE |  |  | MOORHOUSE FARM WINSCALES WORKINGTON | MOORHOUSE FARM WINSCALES WORKINGTON | WORKINGTON | CUMBRIA | CA14 4JZ | ENGLAND | 301326.80900000001 | 525385.81900000002 | HARKER - HUTTON | STAINBURN | HDA NO2 (609307) | 0.41499999999999998 | ELECTRICITY NORTH WEST LIMITED | WIND |  | 0 | 0 | 0.1 |  |  |  | 0 | 0 | 0 |  |  |  | 0 | 0 | 0 |  | CONNECTED | 0.1 | 9.6899999999999986E-2 | 0.10199999999999999 | 0.038 | 0.04 | 2014-02-01 | 0 |  |  | 0 | 0 | [8 empty] | 2023-05-12 00:00:00 | 54.614 | -3.5294
DATA NOT AVAILABLE | DATA NOT AVAILABLE | H&H LAND & PROPERTY LTD | MARLBOROUGH HALL FARM, EGREMONT, CA22 2UA | MARLBOROUGH HALL FARM EGREMONT | MARLBOROUGH HALL FARM EGREMONT | EGREMONT | CUMBRIA | CA22 2UA | ENGLAND | 298875.58600000001 | 510481.42700000003 | HARKER - HUTTON | EGREMONT | EGREMONT PRIMARY (609351) | 0.41499999999999998 | ELECTRICITY NORTH WEST LIMITED | WIND |  | 0 | 0 | 0.085 |  |  |  | 0 | 0 | 0 |  |  |  | 0 | 0 | 0 |  | CONNECTED | 0.085 | 8.0750000000000002E-2 | 8.5000000000000006E-2 | 0.038 | 0.04 | 2013-09-01 | 0 |  |  | 0 | 0 | [8 empty] | 2023-05-12 00:00:00 | 54.4796 | -3.5622
DATA NOT AVAILABLE | DATA NOT AVAILABLE | GREATER MANCHESTER COMMUNITY RENEWABLES LTD | PEEL HALL PRIMARY SCHOOL, GREENCOURT DRIVE, LITTLE HULTON, SALFORD | PEEL HALL PRIMARY SCHOOL, GREENCOURT DRIVE, LITTLE HULTON, SALFORD | PEEL HALL PRIMARY SCHOOL, GREENCOURT DRIVE, LITTLE HULTON, SALFORD | MANCHESTER | GREATER MANCHESTER | M38 0BZ | ENGLAND | 371660.45199999999 | 403389.087 | KEARSLEY LOCAL 33KV | KEARSLEY LOCAL 33KV | LITTLE HULTON (205319) | 11 | ELECTRICITY NORTH WEST LIMITED | PV |  | 0 | 0 | 0.05 |  |  |  | 0 | 0 | 0 |  |  |  | 0 | 0 | 0 |  | CONNECTED | 0.05 | 3.9899999999999998E-2 | 4.2000000000000003E-2 | 0.0665 | 0.07 | 2018-09-01 | 0 |  |  | 0 | 0 | [8 empty] | 2023-05-12 00:00:00 | 53.5264 | -2.429
DATA NOT AVAILABLE | DATA NOT AVAILABLE |  |  | LINCO HOUSE MANCHESTER ROAD CARRINGTON | LINCO HOUSE MANCHESTER ROAD CARRINGTON | MANCHESTER | GREATER MANCHESTER | M31 4BX | ENGLAND | 374359.59 | 392999.29 | CARRINGTON | CARRINGTON BSP | NWGB PARTINGTON (100124) | 0.41499999999999998 | ELECTRICITY NORTH WEST LIMITED | PV |  | 0 | 0 | 0.1 |  |  |  | 0 | 0 | 0 |  |  |  | 0 | 0 | 0 |  | CONNECTED | 0.1 | 9.5000000000000001E-2 | 0.1 | 0.1311 | 0.138 | 2014-03-01 | 0 |  |  | 0 | 0 | [8 empty] | 2023-05-12 00:00:00 | 53.4331 | -2.3874
DATA NOT AVAILABLE | DATA NOT AVAILABLE | SOLEN ENERGY UK | NORTH KNUZDEN POULTRY FARM BLACKBURN | NORTH KNUZDEN POULTRY FARM BLACKBURN | NORTH KNUZDEN POULTRY FARM BLACKBURN | BLACKBURN | LANCASHIRE | BB1 2DY | ENGLAND | 371817.7 | 426779.73 | PADIHAM - ROCHDALE GSP | HUNCOAT | KAY ST (400021) | 0.41499999999999998 | ELECTRICITY NORTH WEST LIMITED | PV |  | 0 | 0 | 0.1 |  |  |  | 0 | 0 | 0 |  |  |  | 0 | 0 | 0 |  | CONNECTED | 0.1 | 0 | 0 | 0.1425 | 0.15 | 2012-11-01 | 0 |  |  | 0 | 0 | [8 empty] | 2023-05-12 00:00:00 | 53.7366 | -2.4287
DATA NOT AVAILABLE | DATA NOT AVAILABLE |  |  | DAVID LLOYD LEISURE, BOLTON (CHP) | DAVID LLOYD LEISURE, BOLTON (CHP) | BOLTON | GREATER MANCHESTER | BL1 4AL | ENGLAND | 370914.45699999999 | 409435.83500000002 | KEARSLEY GSP | BOLTON GRID | SPA RD (200102) | 0.41499999999999998 | ELECTRICITY NORTH WEST LIMITED | NATURAL GAS |  | 0 | 0 | 0.258 |  |  |  | 0 | 0 | 0 |  |  |  | 0 | 0 | 0 |  | CONNECTED | 0.258 | 0 | 0 | 0.304 | 0.32 | 2000-12-01 | 0 |  |  | 0 | 0 | [8 empty] | 2023-05-12 00:00:00 | 53.5807 | -2.4408
DATA NOT AVAILABLE | DATA NOT AVAILABLE | SOLARKING UK | HOME FARM, ORMSKIRK, L40 5UQ | HOME FARM LATHOM PARK ORMSKIRK | HOME FARM LATHOM PARK ORMSKIRK | ORMSKIRK | LANCASHIRE | L40 5UQ | ENGLAND | 345638.41 | 409033.14 | PENWORTHAM WEST GSP - STANAH | WRIGHTINGTON | BURSCOUGH BRIDGE (400204) | 0.23 | ELECTRICITY NORTH WEST LIMITED | PV |  | 0 | 0 | 0.05 |  |  |  | 0 | 0 | 0 |  |  |  | 0 | 0 | 0 |  | CONNECTED | 0.05 | 4.7500000000000001E-2 | 0.05 | 0.0475 | 0.05 | 2012-04-01 | 0 |  |  | 0 | 0 | [8 empty] | 2023-05-12 00:00:00 | 53.5751 | -2.8224
DATA NOT AVAILABLE | DATA NOT AVAILABLE |  |  | BAYBUTT MOSS LANE HESKETH BANK | BAYBUTT MOSS LANE HESKETH BANK | PRESTON | LANCASHIRE | PR4 6XJ | ENGLAND | 342238.67 | 422028.94 | PENWORTHAM WEST GSP - STANAH | WRIGHTINGTON | TARLETON (400213) | 0.41499999999999998 | ELECTRICITY NORTH WEST LIMITED | PV |  | 0 | 0 | 0.05 |  |  |  | 0 | 0 | 0 |  |  |  | 0 | 0 | 0 |  | CONNECTED | 0.05 | 0 | 0 | 0.285 | 0.3 | 2013-01-01 | 0 |  |  | 0 | 0 | [8 empty] | 2023-05-12 00:00:00 | 53.6915 | -2.8762
DATA NOT AVAILABLE | DATA NOT AVAILABLE | KINETIC ENGINEERS LTD | PLACES FOR PEOPLE LTD, PRESTON, PR2 2YB | 4 THE PAVILLIONS PORTWAY PRESTON | 4 THE PAVILLIONS PORTWAY PRESTON | PRESTON | LANCASHIRE | PR2 2YB | ENGLAND | 352459.68300000002 | 429476.02600000001 | PENWORTHAM EAST GSP - ROCHDALE GSP | RIBBLE GSP | DOUGLAS ST (400406) | 0.41499999999999998 | ELECTRICITY NORTH WEST LIMITED | PV |  | 0 | 0 | 0.05 |  |  |  | 0 | 0 | 0 |  |  |  | 0 | 0 | 0 |  | CONNECTED | 0.05 | 4.7500000000000001E-2 | 0.05 | 0.22325 | 0.235 | 2012-04-01 | 0 |  |  | 0 | 0 | [8 empty] | 2023-05-12 00:00:00 | 53.7595 | -2.7226
DATA NOT AVAILABLE | DATA NOT AVAILABLE | ENER-G COMBINED POWER | FULWOOD LEISURE CENTRE BLACKBULL LANE FULWOOD | FULWOOD LEISURE CENTRE PRESTON | FULWOOD LEISURE CENTRE PRESTON | PRESTON | LANCASHIRE | PR2 9YA | ENGLAND | 352739.7 | 432408.37300000002 | PENWORTHAM EAST GSP - ROCHDALE GSP | RIBBLE GSP | TULKETH (400413) | 0.41499999999999998 | ELECTRICITY NORTH WEST LIMITED | NATURAL GAS |  | 0 | 0 | 0.11 |  |  |  | 0 | 0 | 0 |  |  |  | 0 | 0 | 0 |  | CONNECTED | 0.11 | 0 | 0 | 0.14915 | 0.157 | 2012-11-01 | 0 |  |  | 0 | 0 | [8 empty] | 2023-05-12 00:00:00 | 53.7858 | -2.7188
DATA NOT AVAILABLE | DATA NOT AVAILABLE | SALOP ENERGY | COPPULL MOOR FARM COPPULL CHORLEY | COPPULL MOOR FARM CHORLEY | COPPULL MOOR FARM CHORLEY | CHORLEY | LANCASHIRE | PR7 5EB | ENGLAND | 355477.79 | 413185.24 | PENWORTHAM WEST GSP - STANAH | WRIGHTINGTON | WRIGHTINGTON PRY (400216) | 0.41499999999999998 | ELECTRICITY NORTH WEST LIMITED | PV |  | 0 | 0 | 0.1 |  |  |  | 0 | 0 | 0 |  |  |  | 0 | 0 | 0 |  | CONNECTED | 0.1 | 0 | 0 | 0.1178 | 0.124 | 2012-12-01 | 0 |  |  | 0 | 0 | [8 empty] | 2023-05-12 00:00:00 | 53.6133 | -2.6745
DATA NOT AVAILABLE | DATA NOT AVAILABLE | ECOSPHERE RENEWABLES | LUTRA HOUSE, DODD WAY, PRESTON | LUTRA HOUSE, DODD WAY, PRESTON | LUTRA HOUSE, DODD WAY, PRESTON | PRESTON | LANCASHIRE | PR5 8BX | ENGLAND | 357139.75799999997 | 424900.83500000002 | PENWORTHAM EAST GSP - ROCHDALE GSP | RIBBLE GSP | BAMBER BRIDGE (400201) | 11 | ELECTRICITY NORTH WEST LIMITED | PV |  | 0 | 0 | 0.05 |  |  |  | 0 | 0 | 0 |  |  |  | 0 | 0 | 0 |  | CONNECTED | 0.05 | 3.3250000000000002E-2 | 3.5000000000000003E-2 | 0.1387 | 0.146 | 2019-03-01 | 0 |  |  | 0 | 0 | [8 empty] | 2023-05-12 00:00:00 | 53.7187 | -2.651
DATA NOT AVAILABLE | DATA NOT AVAILABLE |  |  | RUNSHAW COLLEGE | LANGDALE ROAD | PRESTON | LANCASHIRE | PR25 3DQ | ENGLAND | 354609.85 | 420711.38900000002 | PENWORTHAM WEST GSP - STANAH | LEYLAND BSP | BOW LN (400203) | 0.41499999999999998 | ELECTRICITY NORTH WEST LIMITED | NATURAL GAS |  | 0 | 0 | 0.056 |  |  |  | 0 | 0 | 0 |  |  |  | 0 | 0 | 0 |  | CONNECTED | 0.056 | 0 | 0 | 0.76 | 0.8 | 1995-03-08 | 0 |  |  | 0 | 0 | [8 empty] | 2023-05-12 00:00:00 | 53.6809 | -2.6887
DATA NOT AVAILABLE | DATA NOT AVAILABLE | VG ENERGY | BENTHAM IND ESTATE, BENTHAM | BENTHAM IND ESTATE, BENTHAM | BENTHAM IND ESTATE, BENTHAM | LANCASTER | LANCASHIRE | LA2 7NB | ENGLAND | 366585.82 | 468912.85 | HARKER - HUTTON | KENDAL-PARKSIDE RD | BENTHAM (609963) | 0.41499999999999998 | ELECTRICITY NORTH WEST LIMITED | PV |  | 0 | 0 | 0.05 |  |  |  | 0 | 0 | 0 |  |  |  | 0 | 0 | 0 |  | CONNECTED | 0.05 | 0 | 0 | 0.095 | 0.1 | 2016-01-01 | 0 |  |  | 0 | 0 | [8 empty] | 2023-05-12 00:00:00 | 54.115 | -2.5126
DATA NOT AVAILABLE | DATA NOT AVAILABLE |  |  | DALTON LEISURE CENTRE CHAPEL ST | DALTON LEISURE CENTRE CHAPEL ST | BARROW-IN-FURNESS | CUMBRIA | LA15 8DA | ENGLAND | 329264.15000000002 | 476716.75 | HARKER - HUTTON | ULVERSTON | ULVERSTON PRIMARY (609036) | 0.41499999999999998 | ELECTRICITY NORTH WEST LIMITED | PV |  | 0 | 0 | 0.05 |  |  |  | 0 | 0 | 0 |  |  |  | 0 | 0 | 0 |  | CONNECTED | 0.05 | 0 | 0 | 0.114 | 0.12 | 2014-07-01 | 0 |  |  | 0 | 0 | [8 empty] | 2023-05-12 00:00:00 | 54.1813 | -3.0853
DATA NOT AVAILABLE | DATA NOT AVAILABLE |  |  | SOUTH LAKELAND LEISURE CENTRE | BURTON ROAD | KENDAL | CUMBRIA | LA9 7HX | ENGLAND | 352071.45699999999 | 491356.076 | HARKER - HUTTON | KENDAL-PARKSIDE RD | KENDAL-PARKSIDE RD PRIMARY (609051) | 0.41499999999999998 | ELECTRICITY NORTH WEST LIMITED | NATURAL GAS |  | 0 | 0 | 0.11 |  |  |  | 0 | 0 | 0 |  |  |  | 0 | 0 | 0 |  | CONNECTED | 0.11 | 0.2109 | 0.222 | 0.2109 | 0.222 | 1994-01-01 | 0 |  |  | 0 | 0 | [8 empty] | 2023-05-12 00:00:00 | 54.3155 | -2.7383
DATA NOT AVAILABLE | DATA NOT AVAILABLE |  | DEERPLAY COLLIERY, BACUP | DEERPLAY COLLIERY, BACUP | DEERPLAY COLLIERY, BACUP | BACUP | LANCASHIRE | OL13 8RD | ENGLAND | 387033.28 | 426701.67 | PADIHAM - ROCHDALE GSP | ROSSENDALE BSP | HAREHOLME (400092) | 0.41499999999999998 | ELECTRICITY NORTH WEST LIMITED | PV |  | 0 | 0 | 0.199 |  |  |  | 0 | 0 | 0 |  |  |  | 0 | 0 | 0 |  | CONNECTED | 0.199 | 0.18905 | 0.19900000000000001 | 0.076 | 0.08 | 2017-08-14 | 0 |  |  | 0 | 0 | [8 empty] | 2023-05-12 00:00:00 | 53.7365 | -2.198
DATA NOT AVAILABLE | DATA NOT AVAILABLE | WIRELESS EDGE COMMUNICATIONS LTD | ALDI, CASTLE STREET, TYLDESLEY | ALDI, CASTLE STREET, TYLDESLEY | ALDI, CASTLE STREET, TYLDESLEY | TYLDSLEY | GREATER MANCHESTER | M29 8EW | ENGLAND | 368898.48300000001 | 402080.84100000001 | KEARSLEY GSP | ATHERTON | ATHERTON TOWN CENTRE (205318) | 0.41499999999999998 | ELECTRICITY NORTH WEST LIMITED | PV |  | 0 | 0 | 0.05 |  |  |  | 0 | 0 | 0 |  |  |  | 0 | 0 | 0 |  | CONNECTED | 0.05 | 0 | 0 | 0.133 | 0.14 | 2016-10-06 | 0 |  |  | 0 | 0 | [8 empty] | 2023-05-12 00:00:00 | 53.5145 | -2.4705
DATA NOT AVAILABLE | DATA NOT AVAILABLE | EARTHMILL LTD | THORNBY VILLA, WIGTON, CA7 0HN | THORNBY VILLA WIGTON | THORNBY VILLA WIGTON | CARLISLE | CUMBRIA | CA7 0HN | ENGLAND | 328617.10100000002 | 552171.473 | HARKER - HUTTON | CARLISLE 33KV | WIGTON (609618) | 0.41499999999999998 | ELECTRICITY NORTH WEST LIMITED | WIND |  | 0 | 0 | 0.18 |  |  |  | 0 | 0 | 0 |  |  |  | 0 | 0 | 0 |  | CONNECTED | 0.18 | 0.17099999999999999 | 0.18 | 0.0608 | 0.064 | 2012-09-01 | 0 |  |  | 0 | 0 | [8 empty] | 2023-05-12 00:00:00 | 54.8592 | -3.1135
DATA NOT AVAILABLE | DATA NOT AVAILABLE |  |  | BROUGHTON HQ GARSTANG RD PRESTON | BROUGHTON HQ GARSTANG RD PRESTON | FLEETWOOD | LANCASHIRE | PR3 5LN | ENGLAND | 352464.56 | 434376.2 | PENWORTHAM EAST GSP - ROCHDALE GSP | RIBBLE GSP | BLACKBULL (400403) | 0.41499999999999998 | ELECTRICITY NORTH WEST LIMITED | PV |  | 0 | 0 | 0.05 |  |  |  | 0 | 0 | 0 |  |  |  | 0 | 0 | 0 |  | CONNECTED | 0.05 | 0 | 0 | 0.21375 | 0.225 | 2015-03-01 | 0 |  |  | 0 | 0 | [8 empty] | 2023-05-12 00:00:00 | 53.8035 | -2.7233
DATA NOT AVAILABLE | DATA NOT AVAILABLE |  |  | SINKFALL FARM, RAKESMOOR LANE, BARROW | SINKFALL FARM, RAKESMOOR LANE, BARROW | BARROW-IN-FURNESS | CUMBRIA | LA14 4QE | ENGLAND | 321166.53999999998 | 473574.17 | HARKER - HUTTON | BARROW-DEVONSHIRE RD | BARROW-DEVONSHIRE RD PRIMARY (609001) | 0.41499999999999998 | ELECTRICITY NORTH WEST LIMITED | WIND |  | 0 | 0 | 0.075 |  |  |  | 0 | 0 | 0 |  |  |  | 0 | 0 | 0 |  | CONNECTED | 0.075 | 7.1249999999999994E-2 | 7.4999999999999997E-2 | 0.076 | 0.08 | 2014-03-01 | 0 |  |  | 0 | 0 | [8 empty] | 2023-05-12 00:00:00 | 54.1519 | -3.2085
DATA NOT AVAILABLE | DATA NOT AVAILABLE |  |  | NUFFIELD HOSPITAL | NUFFIELD HOSPITAL | LANCASTER | LANCASHIRE | LA1 3RH | ENGLAND | 348047.576 | 461096.56199999998 | HEYSHAM | LANCASTER | SPRING GDN ST (609906) | 0.41499999999999998 | ELECTRICITY NORTH WEST LIMITED | NATURAL GAS |  | 0 | 0 | 0.054 |  |  |  | 0 | 0 | 0 |  |  |  | 0 | 0 | 0 |  | CONNECTED | 0.054 | 0 | 0 | 0.095 | 0.1 | 1993-08-03 | 0 |  |  | 0 | 0 | [8 empty] | 2023-05-12 00:00:00 | 54.0432 | -2.7949
DATA NOT AVAILABLE | DATA NOT AVAILABLE | RENEWABLES FIRST LTD | ERRWOOD RESERVOIR HYDRO, GOYT'S LANE, BUXTON | ERRWOOD RESERVOIR HYDRO, GOYT'S LANE, BUXTON | ERRWOOD RESERVOIR HYDRO, GOYT'S LANE, BUXTON | BUXTON | DERBYSHIRE | SK17 6SX | ENGLAND | 404402.85 | 372773.02 | STALYBRIDGE | BUXTON GRID | ASHWOOD DALE (301467) | 0.41499999999999998 | ELECTRICITY NORTH WEST LIMITED | HYDRO |  | 0 | 0 | 0.12 |  |  |  | 0 | 0 | 0 |  |  |  | 0 | 0 | 0 |  | CONNECTED | 0.12 | 0.14249999999999999 | 0.15 | 0 | 0 | 2016-12-14 | 0 |  |  | 0 | 0 | [8 empty] | 2023-05-12 00:00:00 | 53.252 | -1.9355
DATA NOT AVAILABLE | DATA NOT AVAILABLE |  |  | CHEADLE POOLS & FITNESS CENTRE, SHIERS DRIVE, CHEADLE, | CHEADLE POOLS & FITNESS CENTRE, SHIERS DRIVE, CHEADLE, | STOCKPORT | CHESHIRE | SK8 1JR | ENGLAND | 386191.81199999998 | 387831.27600000001 | SOUTH MANCHESTER GSP | MOSS NOOK GRID | HIGHER MILL (100118) | 0.41499999999999998 | ELECTRICITY NORTH WEST LIMITED | PV |  | 0 | 0 | 0.05 |  |  |  | 0 | 0 | 0 |  |  |  | 0 | 0 | 0 |  | CONNECTED | 0.05 | 4.7500000000000001E-2 | 0.05 | 0.019 | 0.02 | 2012-10-01 | 0 |  |  | 0 | 0 | [8 empty] | 2023-05-12 00:00:00 | 53.3871 | -2.2091
DATA NOT AVAILABLE | DATA NOT AVAILABLE |  |  | CLIBURN HALL FARM PENRITH | CLIBURN HALL FARM PENRITH | PENRITH | CUMBRIA | CA10 3AL | ENGLAND | 358877.28 | 524530.59 | HARKER - HUTTON | PENRITH BSP | KIRKBY THORE (609654) | 0.41499999999999998 | ELECTRICITY NORTH WEST LIMITED | PV |  | 0 | 0 | 0.05 |  |  |  | 0 | 0 | 0 |  |  |  | 0 | 0 | 0 |  | CONNECTED | 0.05 | 4.7500000000000001E-2 | 0.05 | 0.00095 | 0.001 | 2013-03-01 | 0 |  |  | 0 | 0 | [8 empty] | 2023-05-12 00:00:00 | 54.6142 | -2.6383
DATA NOT AVAILABLE | DATA NOT AVAILABLE |  | WILMSLOW LEISURE CENTRE, STATION ROAD, WILMSLOW | WILMSLOW LEISURE CENTRE, STATION ROAD, WILMSLOW | WILMSLOW LEISURE CENTRE RECTORY FIELDS STATION ROAD | WILMSLOW | CHESHIRE | SK9 1BU | ENGLAND | 384958.092 | 381079.43400000001 | SOUTH MANCHESTER GSP | MOSS NOOK GRID | WILMSLOW (302529) | 0.4 | ELECTRICITY NORTH WEST LIMITED | PV |  | 0 | 0 | 0.08668 |  |  |  | 0 | 0 | 0 |  |  |  | 0 | 0 | 0 |  | CONNECTED | 0.08668 | 7.8850000000000003E-2 | 8.3000000000000004E-2 | 0.12825 | 0.135 | 2023-01-27 | 0 |  |  | 0 | 0 | [8 empty] | 2023-05-12 00:00:00 | 53.3264 | -2.2273
DATA NOT AVAILABLE | DATA NOT AVAILABLE |  |  | CO-OPERATIVE GROUP, NEW MILLS | CHURCH ROAD | STOCKPORT | GREATER MANCHESTER | SK22 4NG | ENGLAND | 400260.25 | 385143.33 | STALYBRIDGE | NEW MILLS | GOWHOLE (301671) | 0.41499999999999998 | ELECTRICITY NORTH WEST LIMITED | HYDRO |  | 0 | 0 | 0.07 |  |  |  | 0 | 0 | 0 |  |  |  | 0 | 0 | 0 |  | CONNECTED | 0.07 | 7.1249999999999994E-2 | 7.4999999999999997E-2 | 0.076 | 0.08 | 2008-07-01 | 0 |  |  | 0 | 0 | [8 empty] | 2023-05-12 00:00:00 | 53.3632 | -1.9976
DATA NOT AVAILABLE | DATA NOT AVAILABLE | GEN FIT | WILMSLOW LEISURE CENTRE, STATION ROAD, WILMSLOW | WILMSLOW LEISURE CENTRE, STATION ROAD, WILMSLOW | WILMSLOW LEISURE CENTRE RECTORY FIELDS STATION ROAD | WILMSLOW | CHESHIRE | SK9 1BU | ENGLAND | 384958.092 | 381079.43400000001 | SOUTH MANCHESTER GSP | MOSS NOOK GRID | WILMSLOW (302529) | 0.4 | ELECTRICITY NORTH WEST LIMITED | PV |  | 0 | 0 | 0.08668 |  |  |  | 0 | 0 | 0 |  |  |  | 0 | 0 | 0 |  | CONNECTED | 0.08668 | 7.8850000000000003E-2 | 8.3000000000000004E-2 | 0.12825 | 0.135 | 2023-01-27 | 0 |  |  | 0 | 0 | [8 empty] | 2023-05-12 00:00:00 | 53.3264 | -2.2273
DATA NOT AVAILABLE | DATA NOT AVAILABLE |  |  | QUARRY BANK MILL STYAL | QUARRY BANK MILL STYAL | WILMSLOW | GREATER MANCHESTER | SK9 4LA | ENGLAND | 383445.17 | 382929.28 | SOUTH MANCHESTER GSP | MOSS NOOK GRID | HANDFORTH (302898) | 0.41499999999999998 | ELECTRICITY NORTH WEST LIMITED | HYDRO |  | 0 | 0 | 0.055 |  |  |  | 0 | 0 | 0 |  |  |  | 0 | 0 | 0 |  | CONNECTED | 0.055 | 6.1749999999999999E-2 | 6.5000000000000002E-2 | 0.1425 | 0.15 | 2013-11-01 | 0 |  |  | 0 | 0 | [8 empty] | 2023-05-12 00:00:00 | 53.343 | -2.2501
DATA NOT AVAILABLE | DATA NOT AVAILABLE |  |  | BEALEYS WEIR, BURY ROAD, RADCLIFFE, MANCHESTER, LANCASHIRE | BEALEYS WEIR, BURY ROAD, RADCLIFFE, MANCHESTER, LANCASHIRE | RADCLIFFE | GREATER MANCHESTER | M26 2XF | ENGLAND | 379151.25900000002 | 408088.924 | KEARSLEY 132 GSP | RADCLIFFE | RADCLIFFE | 11 | ELECTRICITY NORTH WEST LIMITED | HYDRO |  | 0 | 0 | 0.11 |  |  |  | 0 | 0 | 0 |  |  |  | 0 | 0 | 0 |  | CONNECTED | 0.11 | 0.1045 | 0.11 | 0.019 | 0.02 | 2013-04-01 | 0 |  |  | 0 | 0 | [8 empty] | 2023-05-12 00:00:00 | 53.569 | -2.3163
DATA NOT AVAILABLE | DATA NOT AVAILABLE |  |  | UNIT 12 J2 BUSINESS PARK, BRIDGE HALL LANE, BURY | UNIT 12 J2 BUSINESS PARK, BRIDGE HALL LANE, BURY | BURY | GREATER MANCHESTER | BL9 7NY | ENGLAND | 382392.5 | 410672.12 | KEARSLEY GSP | BURY GRID | HEAP BRIDGE (200212) | 0.41499999999999998 | ELECTRICITY NORTH WEST LIMITED | HYDRO |  | 0 | 0 | 0.064 |  |  |  | 0 | 0 | 0 |  |  |  | 0 | 0 | 0 |  | CONNECTED | 0.064 | 6.08E-2 | 6.4000000000000001E-2 | 0.285 | 0.3 | 2014-09-01 | 0 |  |  | 0 | 0 | [8 empty] | 2023-05-12 00:00:00 | 53.5923 | -2.2675
DATA NOT AVAILABLE | DATA NOT AVAILABLE |  |  | LOXIT LTD, FIRST AVE, POYNTON IND ESTATE, POYNTON | LOXIT LTD, FIRST AVE, POYNTON IND ESTATE, POYNTON | STOCKPORT | CHESHIRE | SK12 1YJ | ENGLAND | 391778.46 | 382437.48 | BREDBURY | HAZEL GROVE GRID | POYNTON (301976) | 0.41499999999999998 | ELECTRICITY NORTH WEST LIMITED | PV |  | 0 | 0 | 0.09 |  |  |  | 0 | 0 | 0 |  |  |  | 0 | 0 | 0 |  | CONNECTED | 0.09 | 8.5499999999999993E-2 | 0.09 | 0.0418 | 0.044 | 2014-10-01 | 0 |  |  | 0 | 0 | [8 empty] | 2023-05-12 00:00:00 | 53.3388 | -2.1249
DATA NOT AVAILABLE | DATA NOT AVAILABLE |  |  | UUNW ALLONBY WWTW | COAST RD | MARYPORT | CUMBRIA | CA15 6 | ENGLAND | 308120.76 | 544115.24 | HARKER - HUTTON | STAINBURN | ASPATRIA (609304) | 0.41499999999999998 | ELECTRICITY NORTH WEST LIMITED | OIL |  | 0 | 0 | 0.1 |  |  |  | 0 | 0 | 0 |  |  |  | 0 | 0 | 0 |  | CONNECTED | 0.1 | 0 | 0 | 0.152 | 0.16 | 2005-03-09 | 0 |  |  | 0 | 0 | [8 empty] | 2023-05-12 00:00:00 | 54.7835 | -3.4302
DATA NOT AVAILABLE | DATA NOT AVAILABLE | ENER-G COMBINED POWER LTD | DAVID LLOYD MANCHESTER NORTH, HEYWOOD OLD R | DAVID LLOYD MANCHESTER NORTH, HEYWOOD OLD R | DAVID LLOYD MANCHESTER NORTH, HEYWOOD OLD R | MANCHESTER | GREATER MANCHESTER | M24 4TH | ENGLAND | 385032.06 | 407193.56 | KEARSLEY LOCAL 33KV | KEARSLEY LOCAL 33KV | MOSS LN (200213) | 11 | ELECTRICITY NORTH WEST LIMITED | NATURAL GAS |  | 0 | 0 | 0.185 |  |  |  | 0 | 0 | 0 |  |  |  | 0 | 0 | 0 |  | CONNECTED | 0.185 | 0.17574999999999999 | 0.185 | 0.3135 | 0.33 | 2017-12-01 | 0 |  |  | 0 | 0 | [8 empty] | 2023-05-12 00:00:00 | 53.5611 | -2.2274
DATA NOT AVAILABLE | DATA NOT AVAILABLE |  |  | CARDERS COURT CARE HOME IVOR ST | CARDERS COURT CARE HOME IVOR ST | ROCHDALE | GREATER MANCHESTER | OL11 3JA | ENGLAND | 387772.48599999998 | 411165.87199999997 | PADIHAM - ROCHDALE GSP | CASTLETON | CASTLETON PRIMARY (304881) | 0.41499999999999998 | ELECTRICITY NORTH WEST LIMITED | PV |  | 0 | 0 | 0.05 |  |  |  | 0 | 0 | 0 |  |  |  | 0 | 0 | 0 |  | CONNECTED | 0.05 | 0 | 0 | 0.019 | 0.02 | 2015-02-01 | 0 |  |  | 0 | 0 | [8 empty] | 2023-05-12 00:00:00 | 53.5969 | -2.1862
DATA NOT AVAILABLE | DATA NOT AVAILABLE | ECO ENVIRONMENTS LTD | HOLMESWOOD COACHES, CLYDESDALE PLACE, LEYLAND | HOLMESWOOD COACHES LEYLAND | HOLMESWOOD COACHES LEYLAND | LEYLAND | LANCASHIRE | PR26 7QS | ENGLAND | 352461.99 | 422814.28 | PENWORTHAM WEST GSP - STANAH | LEYLAND BSP | MOSS SIDE (400221) | 0.41499999999999998 | ELECTRICITY NORTH WEST LIMITED | PV |  | 0 | 0 | 0.05 |  |  |  | 0 | 0 | 0 |  |  |  | 0 | 0 | 0 |  | CONNECTED | 0.05 | 0 | 0 | 0.00095 | 0.001 | 2014-12-01 | 0 |  |  | 0 | 0 | [8 empty] | 2023-05-12 00:00:00 | 53.6996 | -2.7215
DATA NOT AVAILABLE | DATA NOT AVAILABLE | FREETRICITY COMMERCIAL JUNE LTD | 19-15 RIBBLETON LANE, PRESTON, PR1 5EZ | HOWARD HADDOCK LTD RIBBLETON LABE PRESTON | HOWARD HADDOCK LTD RIBBLETON LABE PRESTON | PRESTON | LANCASHIRE | PR1 5EZ | ENGLAND | 354640.837 | 429824.08500000002 | PENWORTHAM EAST GSP - ROCHDALE GSP | RIBBLE GSP | ST MARYS ST (400412) | 0.41499999999999998 | ELECTRICITY NORTH WEST LIMITED | PV |  | 0 | 0 | 0.05 |  |  |  | 0 | 0 | 0 |  |  |  | 0 | 0 | 0 |  | CONNECTED | 0.05 | 4.6550000000000001E-2 | 4.9000000000000002E-2 | 0.019 | 0.02 | 2012-01-01 | 0 |  |  | 0 | 0 | [8 empty] | 2023-05-12 00:00:00 | 53.7628 | -2.6895
DATA NOT AVAILABLE | DATA NOT AVAILABLE |  |  | FLEXCRETE TOMLINSON ROAD, LEYLAND | FLEXCRETE TOMLINSON ROAD, LEYLAND | LEYLAND | LANCASHIRE | PR25 2DY | ENGLAND | 353636.32500000001 | 422911.60200000001 | PENWORTHAM WEST GSP - STANAH | LEYLAND BSP | BOW LN (400203) | 0.41499999999999998 | ELECTRICITY NORTH WEST LIMITED | PV |  | 0 | 0 | 0.1 |  |  |  | 0 | 0 | 0 |  |  |  | 0 | 0 | 0 |  | CONNECTED | 0.1 | 0.10639999999999999 | 0.112 | 0.1235 | 0.13 | 2014-07-01 | 0 |  |  | 0 | 0 | [8 empty] | 2023-05-12 00:00:00 | 53.7006 | -2.7037
DATA NOT AVAILABLE | DATA NOT AVAILABLE |  |  | ALTRINCHAM LEISURE CENTRE OAKFIELD RD | ALTRINCHAM LEISURE CENTRE OAKFIELD RD | ALTRINCHAM | GREATER MANCHESTER | WA15 8EW | ENGLAND | 377064.14 | 387974.62 | CARRINGTON | ALTRINCHAM GRID | GREEN LN (100117) | 0.41499999999999998 | ELECTRICITY NORTH WEST LIMITED | NATURAL GAS |  | 0 | 0 | 0.112 |  |  |  | 0 | 0 | 0 |  |  |  | 0 | 0 | 0 |  | CONNECTED | 0.112 | 0 | 0 | 0.11875 | 0.125 | 2011-06-01 | 0 |  |  | 0 | 0 | [8 empty] | 2023-05-12 00:00:00 | 53.3881 | -2.3463
DATA NOT AVAILABLE | DATA NOT AVAILABLE |  |  | FIRE STATION THOMPSON STREET MANCHESTER | FIRE STATION THOMPSON STREET MANCHESTER | MANCHESTER | GREATER MANCHESTER | M4 5FP | ENGLAND | 384780.27299999999 | 398951.69099999999 | WHITEGATE GSP | RED BANK GRID | ANCOATS NORTH (100601) | 0.41499999999999998 | ELECTRICITY NORTH WEST LIMITED | PV |  | 0 | 0 | 0.09 |  |  |  | 0 | 0 | 0 |  |  |  | 0 | 0 | 0 |  | CONNECTED | 0.09 | 0 | 0 | 0.1425 | 0.15 | 2013-08-01 | 0 |  |  | 0 | 0 | [8 empty] | 2023-05-12 00:00:00 | 53.4871 | -2.2308
DATA NOT AVAILABLE | DATA NOT AVAILABLE |  |  | MANCHESTER CABINS TWEEDALE WAY OLDHAM | MANCHESTER CABINS TWEEDALE WAY OLDHAM | OLDHAM | GREATER MANCHESTER | OL9 7LD | ENGLAND | 389985.7 | 402563.24800000002 | WHITEGATE GSP | CHADDERTON GRID | HOLLINWOOD (307008) | 0.41499999999999998 | ELECTRICITY NORTH WEST LIMITED | PV |  | 0 | 0 | 0.15 |  |  |  | 0 | 0 | 0 |  |  |  | 0 | 0 | 0 |  | CONNECTED | 0.15 | 0.13774999999999998 | 0.14499999999999999 | 0.1045 | 0.11 | 2011-10-01 | 0 |  |  | 0 | 0 | [8 empty] | 2023-05-12 00:00:00 | 53.5196 | -2.1525
DATA NOT AVAILABLE | DATA NOT AVAILABLE |  |  | CENTRICA HATTERSLEY HOUSTEADS HYDE | CENTRICA HATTERSLEY HOUSTEADS HYDE | STOCKPORT | CHESHIRE | SK14 3QU | ENGLAND | 397968.54300000001 | 394062.89 | STALYBRIDGE | HYDE GRID | HATTERSLEY PRY (302311) | 0.41499999999999998 | ELECTRICITY NORTH WEST LIMITED | OIL |  | 0 | 0 | 0.496 |  |  |  | 0 | 0 | 0 |  |  |  | 0 | 0 | 0 |  | CONNECTED | 0.496 | 0.32300000000000001 | 0.34 | 0.114 | 0.12 | 2014-01-01 | 0 |  |  | 0 | 0 | [8 empty] | 2023-05-12 00:00:00 | 53.4433 | -2.0321
DATA NOT AVAILABLE | DATA NOT AVAILABLE |  |  | CENTRICA HATTERSLEY HOUSTEADS HYDE | CENTRICA HATTERSLEY HOUSTEADS HYDE | STOCKPORT | CHESHIRE | SK14 3QU | ENGLAND | 397968.54300000001 | 394062.89 | STALYBRIDGE | HYDE GRID | HATTERSLEY PRY (302311) | 0.41499999999999998 | ELECTRICITY NORTH WEST LIMITED | PV |  | 0 | 0 | 0.095 |  |  |  | 0 | 0 | 0 |  |  |  | 0 | 0 | 0 |  | CONNECTED | 0.095 | 0.32300000000000001 | 0.34 | 0.114 | 0.12 | 2013-03-01 | 0 |  |  | 0 | 0 | [8 empty] | 2023-05-12 00:00:00 | 53.4433 | -2.0321
DATA NOT AVAILABLE | DATA NOT AVAILABLE | WIRELESS EDGE COMMUNICATIONS LTD | ALDI, 15 ALBERT STREET, ECCLES | ALDI, 15 ALBERT STREET, ECCLES | ALDI, CHURCH ST, ECCLES | MANCHESTER | GREATER MANCHESTER | M30 0LJ | ENGLAND | 377595.85 | 398667.59100000001 | CARRINGTON | BARTON | MOUNT ST (100622) | 0.41499999999999998 | ELECTRICITY NORTH WEST LIMITED | PV |  | 0 | 0 | 0.05 |  |  |  | 0 | 0 | 0 |  |  |  | 0 | 0 | 0 |  | CONNECTED | 0.05 | 0 | 0 | 0.16625 | 0.175 | 2016-11-16 | 0 |  |  | 0 | 0 | [8 empty] | 2023-05-12 00:00:00 | 53.4842 | -2.3391
DATA NOT AVAILABLE | DATA NOT AVAILABLE |  | NEW HALL FARM, SUNNYSLACK, MARYPORT | NEW HALL FARM, SUNNYSLACK, MARYPORT | NEW HALL FARM, SUNNYSLACK, MARYPORT | MARYPORT | CUMBRIA | CA15 7RL | ENGLAND | 306397.64899999998 | 534442.63699999999 | HARKER - HUTTON | STAINBURN | MARYPORT (609309) | 0.41499999999999998 | ELECTRICITY NORTH WEST LIMITED | BIOMASS |  | 0 | 0 | 0.15 |  |  |  | 0 | 0 | 0 |  |  |  | 0 | 0 | 0 |  | CONNECTED | 0.15 | 0.1444 | 0.152 | 0.171 | 0.18 | 2016-11-01 | 0 |  |  | 0 | 0 | [8 empty] | 2023-05-12 00:00:00 | 54.6963 | -3.4538
DATA NOT AVAILABLE | DATA NOT AVAILABLE | WIRELESS EDGE COMMUNICATIONS LTD | ALDI, LONDON ROAD SOUTH, POYNTON, STOCKPORT | ALDI, LONDON ROAD SOUTH, POYNTON, STOCKPORT | ALDI, LONDON ROAD SOUTH, POYNTON, STOCKPORT | STOCKPORT | CHESHIRE | SK12 1NJ | ENGLAND | 391870.77 | 383429.75199999998 | BREDBURY | HAZEL GROVE GRID | POYNTON (301976) | 0.41499999999999998 | ELECTRICITY NORTH WEST LIMITED | PV |  | 0 | 0 | 0.05 |  |  |  | 0 | 0 | 0 |  |  |  | 0 | 0 | 0 |  | CONNECTED | 0.05 | 0 | 0 | 0.133 | 0.14 | 2016-04-29 | 0 |  |  | 0 | 0 | [8 empty] | 2023-05-12 00:00:00 | 53.3477 | -2.1236
DATA NOT AVAILABLE | DATA NOT AVAILABLE | ECO ENVIRONMENTS LTD | GLASDON PRESTON NEW RD, BLACKPOOL | GLASDON PRESTON NEW RD, BLACKPOOL | GLASDON PRESTON NEW RD, BLACKPOOL | BLACKPOOL | LANCASHIRE | FY4 4WA | ENGLAND | 335079.71000000002 | 433630.01 | PENWORTHAM WEST GSP - STANAH | PEEL | MERESIDE (400123) | 0.41499999999999998 | ELECTRICITY NORTH WEST LIMITED | PV |  | 0 | 0 | 0.15 |  |  |  | 0 | 0 | 0 |  |  |  | 0 | 0 | 0 |  | CONNECTED | 0.15 | 0.18905 | 0.19900000000000001 | 0.26125 | 0.275 | 2018-08-01 | 0 |  |  | 0 | 0 | [8 empty] | 2023-05-12 00:00:00 | 53.7949 | -2.987
DATA NOT AVAILABLE | DATA NOT AVAILABLE |  |  | MOSS HEAD FARM NEW HUTTON KENDAL | MOSS HEAD FARM NEW HUTTON KENDAL | KENDAL | CUMBRIA | LA8 0AL | ENGLAND | 355876.90100000001 | 490689.37900000002 | HARKER - HUTTON | KENDAL-PARKSIDE RD | KENDAL-PARKSIDE RD PRIMARY (609051) | 0.41499999999999998 | ELECTRICITY NORTH WEST LIMITED | PV |  | 0 | 0 | 0.05 |  |  |  | 0 | 0 | 0 |  |  |  | 0 | 0 | 0 |  | CONNECTED | 0.05 | 4.7500000000000001E-2 | 0.05 | 0.00095 | 0.001 | 2014-03-01 | 0 |  |  | 0 | 0 | [8 empty] | 2023-05-12 00:00:00 | 54.3099 | -2.6797
DATA NOT AVAILABLE | DATA NOT AVAILABLE | ECO LOGIC LIVING | SCHOOL FARM, BAGSHAW LANE, ASPULL, WIGAN | SCHOOL FARM, BAGSHAW LANE, ASPULL, WIGAN | SCHOOL FARM, BAGSHAW LANE, ASPULL, WIGAN | WIGAN | LANCASHIRE | WN2 2SR | ENGLAND | 362433.21 | 406485.93 | KEARSLEY GSP | WESTHOUGHTON | WESTHOUGHTON (200413) | 0.41499999999999998 | ELECTRICITY NORTH WEST LIMITED | PV |  | 0 | 0 | 0.09 |  |  |  | 0 | 0 | 0 |  |  |  | 0 | 0 | 0 |  | CONNECTED | 0.09 | 0 | 0 | 0.00095 | 0.001 | 2016-09-12 | 0 |  |  | 0 | 0 | [8 empty] | 2023-05-12 00:00:00 | 53.5536 | -2.5685
DATA NOT AVAILABLE | DATA NOT AVAILABLE |  |  | SWALLOW HOTEL HILL TOP | HILLTOP HEIGHTS | CARLISLE | CUMBRIA | CA1 2NS | ENGLAND | 341154.18 | 554719.18999999994 | HARKER - HUTTON | CARLISLE 33KV | JAMES ST (609604) | 0.41499999999999998 | ELECTRICITY NORTH WEST LIMITED | NATURAL GAS |  | 0 | 0 | 0.054 |  |  |  | 0 | 0 | 0 |  |  |  | 0 | 0 | 0 |  | CONNECTED | 0.054 | 0.14249999999999999 | 0.15 | 0.1425 | 0.15 | 1993-07-29 | 0 |  |  | 0 | 0 | [8 empty] | 2023-05-12 00:00:00 | 54.8837 | -2.9188
DATA NOT AVAILABLE | DATA NOT AVAILABLE |  |  | TRAFFORD MBC - STRETFORD LEISURE CENTRE | GREAT STONE RD | MANCHESTER | GREATER MANCHESTER | M32 0ZS | ENGLAND | 380704.21 | 395759.73800000001 | SOUTH MANCHESTER GSP | STRETFORD GRID | CHESTER RD (100610) | 0.41499999999999998 | ELECTRICITY NORTH WEST LIMITED | NATURAL GAS |  | 0 | 0 | 0.095 |  |  |  | 0 | 0 | 0 |  |  |  | 0 | 0 | 0 |  | CONNECTED | 0.095 | 0 | 0 | 0.11875 | 0.125 | 1991-01-01 | 0 |  |  | 0 | 0 | [8 empty] | 2023-05-12 00:00:00 | 53.4582 | -2.2921
DATA NOT AVAILABLE | DATA NOT AVAILABLE | KINETICA ENERGY | WHANGS FARM, EGREMONT, CA22 2TZ | WHANGS FARM EGREMONT | WHANGS FARM EGREMONT | EGREMONT | CUMBRIA | CA22 2TZ | ENGLAND | 299430.473 | 511498.06300000002 | HARKER - HUTTON | EGREMONT | EGREMONT PRIMARY (609351) | 0.41499999999999998 | ELECTRICITY NORTH WEST LIMITED | WIND |  | 0 | 0 | 0.18 |  |  |  | 0 | 0 | 0 |  |  |  | 0 | 0 | 0 |  | CONNECTED | 0.18 | 0.17099999999999999 | 0.18 | 0.057 | 0.06 | 2012-09-01 | 0 |  |  | 0 | 0 | [8 empty] | 2023-05-12 00:00:00 | 54.4888 | -3.554
DATA NOT AVAILABLE | DATA NOT AVAILABLE | ENERGY GAIN | MOORHOUSE BREWERY, BURNLEY | MOORHOUSE BREWERY, BURNLEY | MOORHOUSE BREWERY, BURNLEY | BURNLEY | LANCASHIRE | BB11 5EN | ENGLAND | 382320.59399999998 | 432252.34399999998 | PADIHAM - ROCHDALE GSP | HUNCOAT | COG LN (400054) | 0.41499999999999998 | ELECTRICITY NORTH WEST LIMITED | PV |  | 0 | 0 | 0.075 |  |  |  | 0 | 0 | 0 |  |  |  | 0 | 0 | 0 |  | CONNECTED | 0.075 | 7.1249999999999994E-2 | 7.4999999999999997E-2 | 0.1235 | 0.13 | 2018-07-01 | 0 |  |  | 0 | 0 | [8 empty] | 2023-05-12 00:00:00 | 53.7863 | -2.2698
DATA NOT AVAILABLE | DATA NOT AVAILABLE |  |  | CHORLEY BC - POOL, BENGAL STREET | POOL, BENGAL ST | CHORLEY | LANCASHIRE | PR7 1EX | ENGLAND | 358627.26 | 418217.71899999998 | PENWORTHAM WEST GSP - STANAH | LEYLAND BSP | BOTANY BAY (400202) | 0.41499999999999998 | ELECTRICITY NORTH WEST LIMITED | NATURAL GAS |  | 0 | 0 | 0.09 |  |  |  | 0 | 0 | 0 |  |  |  | 0 | 0 | 0 |  | CONNECTED | 0.09 | 0.19095000000000001 | 0.20100000000000001 | 0.133 | 0.14 | 1991-09-01 | 0 |  |  | 0 | 0 | [8 empty] | 2023-05-12 00:00:00 | 53.6588 | -2.6275
DATA NOT AVAILABLE | DATA NOT AVAILABLE |  |  | ROSEGROVE UNITY WMC ROSSENDALE ROAD BURNLEY | ROSEGROVE UNITY WMC ROSSENDALE ROAD BURNLEY | BURNLEY | LANCASHIRE | BB11 5DL | ENGLAND | 381375.39799999999 | 432035.337 | PADIHAM - ROCHDALE GSP | HUNCOAT | COG LN (400054) | 0.41499999999999998 | ELECTRICITY NORTH WEST LIMITED | PV |  | 0 | 0 | 0.052 |  |  |  | 0 | 0 | 0 |  |  |  | 0 | 0 | 0 |  | CONNECTED | 0.052 | 0 | 0 | 0.019 | 0.02 | 2013-03-01 | 0 |  |  | 0 | 0 | [8 empty] | 2023-05-12 00:00:00 | 53.7843 | -2.2841
DATA NOT AVAILABLE | DATA NOT AVAILABLE | COGENCO LTD | HILTON HOTEL, BLACKPOOL | HILTON HOTEL, BLACKPOOL | HILTON HOTEL, BLACKPOOL | BLACKPOOL | LANCASHIRE | FY1 2JQ | ENGLAND | 330676.99900000001 | 437573.91499999998 | PENWORTHAM WEST GSP - STANAH | BISPHAM PRY | BISPHAM PRY (400102) | 0.41499999999999998 | ELECTRICITY NORTH WEST LIMITED | NATURAL GAS |  | 0 | 0 | 0.121 |  |  |  | 0 | 0 | 0 |  |  |  | 0 | 0 | 0 |  | CONNECTED | 0.121 | 0 | 0 | 0.4655 | 0.49 | 2016-12-14 | 0 |  |  | 0 | 0 | [8 empty] | 2023-05-12 00:00:00 | 53.8298 | -3.0547
DATA NOT AVAILABLE | DATA NOT AVAILABLE |  |  | THE RIVER APARTMENTS 440 STRETFORD ROAD | THE RIVER APARTMENTS 440 STRETFORD ROAD | HULME | GREATER MANCHESTER | M15 4FU | ENGLAND | 382778.95600000001 | 396548.19199999998 | BREDBURY | LONGSIGHT GRID | MOSS SIDE (100122) | 0.41499999999999998 | ELECTRICITY NORTH WEST LIMITED | PV |  | 0 | 0 | 0.05 |  |  |  | 0 | 0 | 0 |  |  |  | 0 | 0 | 0 |  | CONNECTED | 0.05 | 0 | 0 | 0.00095 | 0.001 | 2014-09-01 | 0 |  |  | 0 | 0 | [8 empty] | 2023-05-12 00:00:00 | 53.4654 | -2.2609
DATA NOT AVAILABLE | DATA NOT AVAILABLE | DC21 LTD | HOLLINS RAIKES FARM, KEIGHLEY | HOLLIN RAIKES FARM KEIGHLEY | HOLLIN RAIKES FARM KEIGHLEY | COWLING | N.YORKSHIRE | BD22 0NB | ENGLAND | 394059.41700000002 | 442811.86900000001 | PADIHAM - ROCHDALE GSP | NELSON GSP | LANGROYD RD (400056) | 0.41499999999999998 | ELECTRICITY NORTH WEST LIMITED | WIND |  | 0 | 0 | 0.09 |  |  |  | 0 | 0 | 0 |  |  |  | 0 | 0 | 0 |  | CONNECTED | 0.09 | 8.5499999999999993E-2 | 0.09 | 0.00475 | 0.005 | 2014-05-01 | 0 |  |  | 0 | 0 | [8 empty] | 2023-05-12 00:00:00 | 53.8815 | -2.0919
DATA NOT AVAILABLE | DATA NOT AVAILABLE |  | SOCCER FACTORY, ROYLE BARN ROAD, ROCHDALE | SOCCER FACTORY, ROYLE BARN ROAD, ROCHDALE | SOCCER FACTORY, ROYLE BARN ROAD, ROCHDALE | ROCHDALE | GREATER MANCHESTER | OL11 3DT | ENGLAND | 388383.02600000001 | 411133.09499999997 | PADIHAM - ROCHDALE GSP | CASTLETON | CASTLETON PRIMARY (304881) | 0.41499999999999998 | ELECTRICITY NORTH WEST LIMITED | PV |  | 0 | 0 | 0.05 |  |  |  | 0 | 0 | 0 |  |  |  | 0 | 0 | 0 |  | CONNECTED | 0.05 | 4.7500000000000001E-2 | 0.05 | 0.057 | 0.06 | 2017-03-14 | 0 |  |  | 0 | 0 | [8 empty] | 2023-05-12 00:00:00 | 53.5966 | -2.177
DATA NOT AVAILABLE | DATA NOT AVAILABLE |  |  | DENTON CRICKET CLUB | DENTON CRICKET CLUB | MANCHESTER | GREATER MANCHESTER | M34 3PB | ENGLAND | 391961.772 | 396072.69799999997 | STALYBRIDGE | DROYLSDEN GRID | SNIPE PRY (100129) | 0.41499999999999998 | ELECTRICITY NORTH WEST LIMITED | PV |  | 0 | 0 | 0.05 |  |  |  | 0 | 0 | 0 |  |  |  | 0 | 0 | 0 |  | CONNECTED | 0.05 | 0 | 0 | 0 | 0 | 2015-03-01 | 0 |  |  | 0 | 0 | [8 empty] | 2023-05-12 00:00:00 | 53.4613 | -2.1225
DATA NOT AVAILABLE | DATA NOT AVAILABLE |  |  | UNIT 4 GREAT BANK RD WESTHOUGHTON | UNIT 4 GREAT BANK RD WESTHOUGHTON | BOLTON | GREATER MANCHESTER | BL5 3XU | ENGLAND | 364923.55200000003 | 406509.87300000002 | KEARSLEY GSP | WESTHOUGHTON | WESTHOUGHTON (200413) | 0.41499999999999998 | ELECTRICITY NORTH WEST LIMITED | PV |  | 0 | 0 | 0.05 |  |  |  | 0 | 0 | 0 |  |  |  | 0 | 0 | 0 |  | CONNECTED | 0.05 | 4.7500000000000001E-2 | 0.05 | 0.02945 | 0.031 | 2012-04-01 | 0 |  |  | 0 | 0 | [8 empty] | 2023-05-12 00:00:00 | 53.554 | -2.5309
DATA NOT AVAILABLE | DATA NOT AVAILABLE |  |  | BENT HEATH FARM, DENSHAW, | BENT HEATH FARM, DENSHAW, | OLDHAM | GREATER MANCHESTER | OL3 5UN | ENGLAND | 397450.74300000002 | 411920.05599999998 | STALYBRIDGE | HEYROD | GREENFIELD PRY (303301) | 0.41499999999999998 | ELECTRICITY NORTH WEST LIMITED | WIND |  | 0 | 0 | 0.08 |  |  |  | 0 | 0 | 0 |  |  |  | 0 | 0 | 0 |  | CONNECTED | 0.08 | 7.5999999999999998E-2 | 0.08 | 0.00095 | 0.001 | 2014-09-01 | 0 |  |  | 0 | 0 | [8 empty] | 2023-05-12 00:00:00 | 53.6038 | -2.04
DATA NOT AVAILABLE | DATA NOT AVAILABLE |  |  | SCOTTFIELD RD OLDHAM | SCOTTFIELD RD OLDHAM | OLDHAM | GREATER MANCHESTER | OL8 1LA | ENGLAND | 392644.71899999998 | 404158.038 | WHITEGATE GSP | GREENHILL | GREENHILL PRIMARY (300024) | 0.41499999999999998 | ELECTRICITY NORTH WEST LIMITED | PV |  | 0 | 0 | 0.05 |  |  |  | 0 | 0 | 0 |  |  |  | 0 | 0 | 0 |  | CONNECTED | 0.05 | 0 | 0 | 0.76 | 0.8 | 2012-11-01 | 0 |  |  | 0 | 0 | [8 empty] | 2023-05-12 00:00:00 | 53.534 | -2.1124
DATA NOT AVAILABLE | DATA NOT AVAILABLE |  |  | ALL SAINTS PRIMARY SCHOOL | ALL SAINTS PRIMARY SCHOOL | STOCKPORT | CHESHIRE | SK4 1ND | ENGLAND | 388876.69799999997 | 391430.81300000002 | BREDBURY | VERNON PK GRID | HEATON NORRIS (301340) | 0.41499999999999998 | ELECTRICITY NORTH WEST LIMITED | PV |  | 0 | 0 | 0.05 |  |  |  | 0 | 0 | 0 |  |  |  | 0 | 0 | 0 |  | CONNECTED | 0.05 | 0 | 0 | 0.00095 | 0.001 | 2012-11-01 | 0 |  |  | 0 | 0 | [8 empty] | 2023-05-12 00:00:00 | 53.4196 | -2.1688
DATA NOT AVAILABLE | DATA NOT AVAILABLE | AEOLUS POWER | CROWN FARM ROSSENDALE , BB4 8TL | BOTTOMLY BANK 1 | BOTTOMLY BANK 1 | ROSSENDALE | LANCASHIRE | BB4 8TL | ENGLAND | 381932.76400000002 | 424881.12300000002 | PADIHAM - ROCHDALE GSP | ROSSENDALE BSP | HAREHOLME (400092) | 0.41499999999999998 | ELECTRICITY NORTH WEST LIMITED | WIND |  | 0 | 0 | 0.08 |  |  |  | 0 | 0 | 0 |  |  |  | 0 | 0 | 0 |  | CONNECTED | 0.08 | 8.5499999999999993E-2 | 0.09 | 0.019 | 0.02 | 2013-06-01 | 0 |  |  | 0 | 0 | [8 empty] | 2023-05-12 00:00:00 | 53.72 | -2.2753
DATA NOT AVAILABLE | DATA NOT AVAILABLE | AWS POWER | CROOKLANDS, BLENCOGO, WIGTON | CROOKLANDS BLENCOGO WIGTON | CROOKLANDS BLENCOGO WIGTON | CARLISLE | CUMBRIA | CA7 0BZ | ENGLAND | 319736.3 | 548013.31000000006 | HARKER - HUTTON | CARLISLE 33KV | WIGTON (609618) | 0.41499999999999998 | ELECTRICITY NORTH WEST LIMITED | BIOGAS |  | 0 | 0 | 0.124 |  |  |  | 0 | 0 | 0 |  |  |  | 0 | 0 | 0 |  | CONNECTED | 0.124 | 0.11779999999999999 | 0.124 | 0.0475 | 0.05 | 2014-12-01 | 0 |  |  | 0 | 0 | [8 empty] | 2023-05-12 00:00:00 | 54.8205 | -3.2507
DATA NOT AVAILABLE | DATA NOT AVAILABLE | THE GREENER GROUP | LANCASTER HOUSE HOTEL, LANCASTER | LANCASTER HOUSE HOTEL LANCASTER | LANCASTER HOUSE HOTEL LANCASTER | LANCASTER | LANCASHIRE | LA1 4GJ | ENGLAND | 348443.1 | 457013.42 | HEYSHAM | LANCASTER | BURROW BECK (609910) | 11 | ELECTRICITY NORTH WEST LIMITED | PV |  | 0 | 0 | 0.085 |  |  |  | 0 | 0 | 0 |  |  |  | 0 | 0 | 0 |  | CONNECTED | 0.085 | 0 | 0 | 0.304 | 0.32 | 2015-03-01 | 0 |  |  | 0 | 0 | [8 empty] | 2023-05-12 00:00:00 | 54.0066 | -2.7881
DATA NOT AVAILABLE | DATA NOT AVAILABLE |  |  | BURTON IN KENDAL SERVICES NORTHBOUND | BURTON IN KENDAL SERVICES NORTHBOUND | CARNFORTH | CUMBRIA | LA6 1JF | ENGLAND | 352148.58799999999 | 476214.201 | HARKER - HUTTON | KENDAL-PARKSIDE RD | YEALAND (609915) | 11 | ELECTRICITY NORTH WEST LIMITED | WIND |  | 0 | 0 | 0.5 |  |  |  | 0 | 0 | 0 |  |  |  | 0 | 0 | 0 |  | CONNECTED | 0.5 | 0 | 0 | 0.22325 | 0.235 | 2013-07-01 | 0 |  |  | 0 | 0 | [8 empty] | 2023-05-12 00:00:00 | 54.1795 | -2.7346
DATA NOT AVAILABLE | DATA NOT AVAILABLE | URS LTD | MARKS & SPENCER, 35-43 DEANSGATE, BOLTON | MARKS & SPENCER, 35-43 DEANSGATE, BOLTON | MARKS & SPENCER, 35-43 DEANSGATE, BOLTON | BOLTON | GREATER MANCHESTER | BL1 1HQ | ENGLAND | 371727.92300000001 | 409291.91499999998 | KEARSLEY GSP | BOLTON GRID | BRADSHAWGATE (200108) | 6.6 | ELECTRICITY NORTH WEST LIMITED | OIL |  | 0 | 0 | 0.535 |  |  |  | 0 | 0 | 0 |  |  |  | 0 | 0 | 0 |  | CONNECTED | 0.535 | 0.49399999999999999 | 0.52 | 0.7125 | 0.75 | 2016-04-14 | 0 |  |  | 0 | 0 | [8 empty] | 2023-05-12 00:00:00 | 53.5795 | -2.4285
DATA NOT AVAILABLE | DATA NOT AVAILABLE |  |  | URBAN SPLASH | WOODFIELD RD | ALTRINCHAM | GREATER MANCHESTER | WA14 4ET | ENGLAND | 376411.82799999998 | 388962.67200000002 | CARRINGTON | ALTRINCHAM GRID | BROADHEATH (100134) | 11 | ELECTRICITY NORTH WEST LIMITED | NATURAL GAS |  | 0 | 0 | 0.21 |  |  |  | 0 | 0 | 0 |  |  |  | 0 | 0 | 0 |  | CONNECTED | 0.21 | 0 | 0 | 0.38 | 0.4 | 2005-05-01 | 0 |  |  | 0 | 0 | [8 empty] | 2023-05-12 00:00:00 | 53.397 | -2.3562
DATA NOT AVAILABLE | DATA NOT AVAILABLE | CENTRECO | MANOR HILL, HALLAM ROAD, NELSON | MANOR HILL, HALLAM ROAD, NELSON | MANOR HILL, HALLAM ROAD, NELSON | NELSON | LANCASHIRE | BB9 8DN | ENGLAND | 386986.473 | 438072.804 | PADIHAM - ROCHDALE GSP | NELSON GSP | NELSON (400044) | 0.41499999999999998 | ELECTRICITY NORTH WEST LIMITED | PV |  | 0 | 0 | 0.108 |  |  |  | 0 | 0 | 0 |  |  |  | 0 | 0 | 0 |  | CONNECTED | 0.108 | 0.1026 | 0.108 | 0.1235 | 0.13 | 2018-06-01 | 0 |  |  | 0 | 0 | [8 empty] | 2023-05-12 00:00:00 | 53.8387 | -2.1992
DATA NOT AVAILABLE | DATA NOT AVAILABLE |  |  | CUMBERLAND INFIRMARY | NEWTOWN ROAD | CARLISLE | CUMBRIA | CA2 7HY | ENGLAND | 338805.93400000001 | 556247.26399999997 | HARKER - HUTTON | CARLISLE 33KV | CARLISLE NORTH BSP (609595) | 11 | ELECTRICITY NORTH WEST LIMITED | NATURAL GAS |  | 0 | 0 | 0.205 |  |  |  | 0 | 0 | 0 |  |  |  | 0 | 0 | 0 |  | CONNECTED | 0.205 | 0 | 0 | 3.8 | 4 | 1994-05-01 | 0 |  |  | 0 | 0 | [8 empty] | 2023-05-12 00:00:00 | 54.8972 | -2.9557
DATA NOT AVAILABLE | DATA NOT AVAILABLE | UNITED UTILITIES | HYNDBURN WWTW | HYNDBURN WTW | WASTE WATER, TREATMENT WORKS, MILL LANE, GREAT HARWOOD | BLACKBURN | LANCASHIRE | BB6 7UQ | ENGLAND | 375143.63 | 432831.13 | PADIHAM - ROCHDALE GSP | HUNCOAT | GREAT HARWOOD (400008) | 6.6 | ELECTRICITY NORTH WEST LIMITED | PV |  | 0 | 0 | 0.25 |  |  |  | 0 | 0 | 0 |  |  |  | 0 | 0 | 0 |  | CONNECTED | 0.25 | 0.71249999999999991 | 0.75 | 0.7885 | 0.83 | 2016-01-12 | 0 |  |  | 0 | 0 | [8 empty] | 2023-05-12 00:00:00 | 53.7912 | -2.3788
DATA NOT AVAILABLE | DATA NOT AVAILABLE | NEWGEN | WEST THORNBER, WIGGLESWORTH | WEST THORNBER FARM WIGGLEWORTH | WEST THORNBER FARM WIGGLEWORTH | SKIPTON | N.YORKSHIRE | BD23 4RS | ENGLAND | 381211.55 | 454358.59600000002 | PADIHAM - ROCHDALE GSP | NELSON GSP | FLAT LN (609961) | 11 | ELECTRICITY NORTH WEST LIMITED | WIND |  | 0 | 0 | 0.5 |  |  |  | 0 | 0 | 0 |  |  |  | 0 | 0 | 0 |  | CONNECTED | 0.5 | 0.47499999999999998 | 0.5 | 0.133 | 0.14 | 2014-11-01 | 0 |  |  | 0 | 0 | [8 empty] | 2023-05-12 00:00:00 | 53.9849 | -2.288
DATA NOT AVAILABLE | DATA NOT AVAILABLE |  |  | BIDVEST LOGISTICS, SALMON FIELDS, ROYTON, OLDHAM | BIDVEST LOGISTICS, SALMON FIELDS, ROYTON, OLDHAM | OLDHAM | GREATER MANCHESTER | OL2 6JG | ENGLAND | 392969.61200000002 | 407123.717 | WHITEGATE GSP | ROYTON | HEYSIDE (302808) | 6.6 | ELECTRICITY NORTH WEST LIMITED | PV |  | 0 | 0 | 0.67342 |  |  |  | 0 | 0 | 0 |  |  |  | 0 | 0 | 0 |  | CONNECTED | 0.67342 | 0 | 0 | 1.6625 | 1.75 | 2015-12-22 | 0 |  |  | 0 | 0 | [8 empty] | 2023-05-12 00:00:00 | 53.5607 | -2.1076
DATA NOT AVAILABLE | DATA NOT AVAILABLE | SAVILLS ENERGY | WERIT UK LTD, DARBY ROAD, IRLAM, MANCHESTER | WERIT UK LTD, DARBY ROAD, IRLAM, MANCHESTER | WERIT UK LTD, DARBY ROAD, IRLAM, MANCHESTER | MANCHESTER | GREATER MANCHESTER | M44 5BP | ENGLAND | 372089.408 | 392944.228 | CARRINGTON | CARRINGTON BSP | IRLAM (100615) | 0.41499999999999998 | ELECTRICITY NORTH WEST LIMITED | PV |  | 0 | 0 | 0.18 |  |  |  | 0 | 0 | 0 |  |  |  | 0 | 0 | 0 |  | CONNECTED | 0.18 | 0.1862 | 0.19600000000000001 | 0.64125 | 0.675 | 2016-01-13 | 0 |  |  | 0 | 0 | [8 empty] | 2023-05-12 00:00:00 | 53.4325 | -2.4216
DATA NOT AVAILABLE | DATA NOT AVAILABLE |  |  | ROYAL PRESTON HOSPITAL | SHAROE GREEN LANE | PRESTON | LANCASHIRE | PR2 9HT | ENGLAND | 353732.06800000003 | 432892.75699999998 | PENWORTHAM EAST GSP - ROCHDALE GSP | RIBBLE GSP | BLACKBULL (400403) | 6.6 | ELECTRICITY NORTH WEST LIMITED | NATURAL GAS |  | 0 | 0 | 0.376 |  |  |  | 0 | 0 | 0 |  |  |  | 0 | 0 | 0 |  | CONNECTED | 0.376 | 0 | 0 | 3.2576 | 3.429 | 1992-08-01 | 0 |  |  | 0 | 0 | [8 empty] | 2023-05-12 00:00:00 | 53.7903 | -2.7038
DATA NOT AVAILABLE | DATA NOT AVAILABLE |  |  | SAINSBURYS, WINDSOR ST, COLNE | SAINSBURYS, | COLNE | LANCASHIRE | BB8 9LD | ENGLAND | 389249.89500000002 | 440394.61499999999 | PADIHAM - ROCHDALE GSP | NELSON GSP | LANGROYD RD (400056) | 6.6 | ELECTRICITY NORTH WEST LIMITED | OIL |  | 0 | 0 | 0.12 |  |  |  | 0 | 0 | 0 |  |  |  | 0 | 0 | 0 |  | CONNECTED | 0.12 | 0 | 0 | 0.3705 | 0.39 | 2010-06-01 | 0 |  |  | 0 | 0 | [8 empty] | 2023-05-12 00:00:00 | 53.8597 | -2.1649
DATA NOT AVAILABLE | DATA NOT AVAILABLE | UNITED UTILITIES | WORKINGTON WWTW SIDDICK ROAD WORKINGTON | WORKINGTON WWTW SIDDICK ROAD WORKINGTON | WORKINGTON WWTW SIDDICK ROAD WORKINGTON | WORKINGTON | CUMBRIA | CA14 1NW | ENGLAND | 300480.08 | 531822.24 | HARKER - HUTTON | SIDDICK | SIDDICK PRIMARY (609302) | 11 | ELECTRICITY NORTH WEST LIMITED | PV |  | 0 | 0 | 0.64 |  |  |  | 0 | 0 | 0 |  |  |  | 0 | 0 | 0 |  | CONNECTED | 0.64 | 0.60799999999999998 | 0.64 | 0.5947 | 0.626 | 2018-03-01 | 0 |  |  | 0 | 0 | [8 empty] | 2023-05-12 00:00:00 | 54.6716 | -3.5447
DATA NOT AVAILABLE | DATA NOT AVAILABLE |  |  | TARNWATER GENERATION CARNFORTH | TARNWATER GENERATION CARNFORTH | CARNFORTH | CUMBRIA | LA5 9RJ | ENGLAND | 351170.65 | 474343.4 | HARKER - HUTTON | KENDAL-PARKSIDE RD | YEALAND (609915) | 0.41499999999999998 | ELECTRICITY NORTH WEST LIMITED | PV |  | 0 | 0 | 0.05 |  |  |  | 0 | 0 | 0 |  |  |  | 0 | 0 | 0 |  | CONNECTED | 0.05 | 0 | 0 | 0.057 | 0.06 | 2013-03-01 | 0 |  |  | 0 | 0 | [8 empty] | 2023-05-12 00:00:00 | 54.1626 | -2.7493
DATA NOT AVAILABLE | DATA NOT AVAILABLE | EUROSITE POWER LTD | CLIFTON HOSPITAL, PERSHORE RD, LYTHAM | CLIFTON HOSPITAL PERSHORE RD LYTHAM | CLIFTON HOSPITAL PERSHORE RD LYTHAM | BLACKPOOL | LANCASHIRE | FY8 1PB | ENGLAND | 333645.73800000001 | 428067.14 | PENWORTHAM WEST GSP - STANAH | LYTHAM | ANSDELL (400101) | 0.41499999999999998 | ELECTRICITY NORTH WEST LIMITED | NATURAL GAS |  | 0 | 0 | 0.1 |  |  |  | 0 | 0 | 0 |  |  |  | 0 | 0 | 0 |  | CONNECTED | 0.1 | 0 | 0 | 0.133 | 0.14 | 2014-04-01 | 0 |  |  | 0 | 0 | [8 empty] | 2023-05-12 00:00:00 | 53.7447 | -3.0076
DATA NOT AVAILABLE | DATA NOT AVAILABLE | ELLERGREEN HYDRO LTD | BROAD OAK HYDRO SCHEME, RAVENGLASS, CA18 1RW | BROAD OAK HYDRO RAVENGLASS | BROAD OAK HYDRO RAVENGLASS | SEASCALE | CUMBRIA | CA18 1RW | ENGLAND | 311438.99400000001 | 494653.75900000002 | HARKER - HUTTON | EGREMONT | CARLETON (609364) | 0.41499999999999998 | ELECTRICITY NORTH WEST LIMITED | HYDRO |  | 0 | 0 | 0.1 |  |  |  | 0 | 0 | 0 |  |  |  | 0 | 0 | 0 |  | CONNECTED | 0.1 | 9.5000000000000001E-2 | 0.1 | 0.0095 | 0.01 | 2013-01-01 | 0 |  |  | 0 | 0 | [8 empty] | 2023-05-12 00:00:00 | 54.3397 | -3.3637
DATA NOT AVAILABLE | DATA NOT AVAILABLE | UNIVERSAL GREEN ENERGY | FORREST HILL FARM BOWSCAR PENRITH | FORREST HILL FARM BOWSCAR PENRITH | FORREST HILL FARM BOWSCAR PENRITH | PENRITH | CUMBRIA | CA11 8RY | ENGLAND | 351490.69300000003 | 533739.00800000003 | HARKER - HUTTON | PENRITH BSP | LITTLE SALKELD (609655) | 11 | ELECTRICITY NORTH WEST LIMITED | WIND |  | 0 | 0 | 0.25 |  |  |  | 0 | 0 | 0 |  |  |  | 0 | 0 | 0 |  | CONNECTED | 0.25 | 0.23749999999999999 | 0.25 | 0.019 | 0.02 | 2013-08-01 | 0 |  |  | 0 | 0 | [8 empty] | 2023-05-12 00:00:00 | 54.6963 | -2.7542
DATA NOT AVAILABLE | DATA NOT AVAILABLE |  |  | STOCKPORT MBC MOTTRAM TOWERS | VERNON PARK | STOCKPORT | GREATER MANCHESTER | SK1 4AR | ENGLAND | 389646.54300000001 | 389950.06199999998 | BREDBURY | VERNON PK GRID | PORTWOOD (305211) | 6.6 | ELECTRICITY NORTH WEST LIMITED | NATURAL GAS |  | 0 | 0 | 0.614 |  |  |  | 0 | 0 | 0 |  |  |  | 0 | 0 | 0 |  | CONNECTED | 0.614 | 0.56999999999999995 | 0.6 | 0.81415 | 0.857 | 1992-08-01 | 0 |  |  | 0 | 0 | [8 empty] | 2023-05-12 00:00:00 | 53.4063 | -2.1572
DATA NOT AVAILABLE | DATA NOT AVAILABLE | DYSON ENERGY SERVICES | PENNYSTONE CT, HANDSWORTH RD, BLACKPOOL | PENNYSTONE CT, HANDSWORTH RD, BLACKPOOL | PENNYSTONE CT, HANDSWORTH RD, BLACKPOOL | BLACKPOOL | LANCASHIRE | FY1 2RQ | ENGLAND | 331197.64500000002 | 437421.07500000001 | PENWORTHAM WEST GSP - STANAH | BLACKPOOL | CECIL ST (400103) | 0.41499999999999998 | ELECTRICITY NORTH WEST LIMITED | PV |  | 0 | 0 | 0.05 |  |  |  | 0 | 0 | 0 |  |  |  | 0 | 0 | 0 |  | CONNECTED | 0.05 | 0 | 0 | 0.1007 | 0.106 | 2016-01-01 | 0 |  |  | 0 | 0 | [8 empty] | 2023-05-12 00:00:00 | 53.8285 | -3.0468
DATA NOT AVAILABLE | DATA NOT AVAILABLE | LESS CO2 LIMITED | PARADISE FARM, HORTON IN CRAVEN, SKIPTON, BD23 3JT | PARADISE FARM HORTON IN CRAVEN | PARADISE FARM HORTON IN CRAVEN | SKIPTON | N.YORKSHIRE | BD23 3JT | ENGLAND | 386482.065 | 451121.478 | PADIHAM - ROCHDALE GSP | PADIHAM BSP | BOLTON BY BOWLAND (400075) | 0.41499999999999998 | ELECTRICITY NORTH WEST LIMITED | WIND |  | 0 | 0 | 0.085 |  |  |  | 0 | 0 | 0 |  |  |  | 0 | 0 | 0 |  | CONNECTED | 0.085 | 8.7399999999999992E-2 | 9.1999999999999998E-2 | 0.0665 | 0.07 | 2014-07-01 | 0 |  |  | 0 | 0 | [8 empty] | 2023-05-12 00:00:00 | 53.956 | -2.2075
DATA NOT AVAILABLE | DATA NOT AVAILABLE | ENERGY GAIN UK LTD | MINI GEARS (STOCKPORT) LTD, BLETCHLEY ROAD, STOCKPORT | MINI GEARS (STOCKPORT) LTD, BLETCHLEY ROAD, STOCKPORT | MINI GEARS (STOCKPORT) LTD, BLETCHLEY ROAD, STOCKPORT | STOCKPORT | CHESHIRE | SK4 3ED | ENGLAND | 386486.22600000002 | 390222.36700000003 | BREDBURY | VERNON PK GRID | HEATON MOOR (302610) | 0.41499999999999998 | ELECTRICITY NORTH WEST LIMITED | PV |  | 0 | 0 | 0.09 |  |  |  | 0 | 0 | 0 |  |  |  | 0 | 0 | 0 |  | CONNECTED | 0.09 | 0 | 0 | 0.38 | 0.4 | 2016-02-04 | 0 |  |  | 0 | 0 | [8 empty] | 2023-05-12 00:00:00 | 53.4086 | -2.2048
DATA NOT AVAILABLE | DATA NOT AVAILABLE |  |  | DOVE MILL DOVE ROAD BOLTON | DOVE MILL DOVE ROAD BOLTON | BOLTON | GREATER MANCHESTER | BL3 4ET | ENGLAND | 369584.14600000001 | 407728.71 | KEARSLEY GSP | BOLTON GRID | SPA RD (200102) | 0.41499999999999998 | ELECTRICITY NORTH WEST LIMITED | PV |  | 0 | 0 | 0.175 |  |  |  | 0 | 0 | 0 |  |  |  | 0 | 0 | 0 |  | CONNECTED | 0.175 | 0.16624999999999998 | 0.17499999999999999 | 0.21375 | 0.225 | 2014-10-01 | 0 |  |  | 0 | 0 | [8 empty] | 2023-05-12 00:00:00 | 53.5653 | -2.4607
DATA NOT AVAILABLE | DATA NOT AVAILABLE |  |  | TOTAL FITNESS BURY | ELMS SQUARE, BURY NEW RD | WHITEFIELD | GREATER MANCHESTER | M45 7TA | ENGLAND | 380459.51799999998 | 406395.891 | KEARSLEY LOCAL 33KV | KEARSLEY LOCAL 33KV | MOSS LN (200213) | 0.41499999999999998 | ELECTRICITY NORTH WEST LIMITED | NATURAL GAS |  | 0 | 0 | 0.335 |  |  |  | 0 | 0 | 0 |  |  |  | 0 | 0 | 0 |  | CONNECTED | 0.335 | 0 | 0 | 0.31065 | 0.327 |  | 0 |  |  | 0 | 0 | [8 empty] | 2023-05-12 00:00:00 | 53.5538 | -2.2964
DATA NOT AVAILABLE | DATA NOT AVAILABLE |  |  | CROSBY HALL RAVENSWORTH PENRITH | CROSBY HALL RAVENSWORTH PENRITH | PENRITH | CUMBRIA | CA10 3HY | ENGLAND | 362040.549 | 514857.54200000002 | HARKER - HUTTON | PENRITH BSP | NEWBY (609656) | 0.41499999999999998 | ELECTRICITY NORTH WEST LIMITED | PV |  | 0 | 0 | 0.05 |  |  |  | 0 | 0 | 0 |  |  |  | 0 | 0 | 0 |  | CONNECTED | 0.05 | 4.7500000000000001E-2 | 0.05 | 0.00095 | 0.001 | 2014-11-01 | 0 |  |  | 0 | 0 | [8 empty] | 2023-05-12 00:00:00 | 54.5276 | -2.588
DATA NOT AVAILABLE | DATA NOT AVAILABLE |  |  | W HOWARD LOWER GREEN LANE ASTLEY | W HOWARD LOWER GREEN LANE ASTLEY | TYLDSLEY | GREATER MANCHESTER | M29 7JZ | ENGLAND | 370160.09 | 398702.533 | KEARSLEY GSP | ATHERTON | ATHERTON TOWN CENTRE (205318) | 0.41499999999999998 | ELECTRICITY NORTH WEST LIMITED | PV |  | 0 | 0 | 0.119 |  |  |  | 0 | 0 | 0 |  |  |  | 0 | 0 | 0 |  | CONNECTED | 0.119 | 0.14249999999999999 | 0.15 | 0.76 | 0.8 | 2013-12-01 | 0 |  |  | 0 | 0 | [8 empty] | 2023-05-12 00:00:00 | 53.4842 | -2.4511
DATA NOT AVAILABLE | DATA NOT AVAILABLE | ENERGY GAIN UK LIMITED | LONGSIGHT BUSINESS PARK, 69 HAMILTON ROAD, MANCHESTER | LONGSIGHT BUSINESS PARK, 69 HAMILTON ROAD, MANCHESTER | LONGSIGHT BUSINESS PARK, 69 HAMILTON ROAD, MANCHESTER | MANCHESTER | GREATER MANCHESTER | M13 0PD | ENGLAND | 386769.72100000002 | 395500.73499999999 | BREDBURY | LONGSIGHT GRID | LONGSIGHT PRY (100135) | 6.6 | ELECTRICITY NORTH WEST LIMITED | PV |  | 0 | 0 | 0.199 |  |  |  | 0 | 0 | 0 |  |  |  | 0 | 0 | 0 |  | CONNECTED | 0.199 | 0.18905 | 0.19900000000000001 | 0.1349 | 0.142 | 2019-04-01 | 0 |  |  | 0 | 0 | [8 empty] | 2023-05-12 00:00:00 | 53.4561 | -2.2007
DATA NOT AVAILABLE | DATA NOT AVAILABLE | SUNDOG ENERGY | NEW BALANCE FACTORY, ST HELENS LANE, MARYPORT | NEW BALANCE, ST HELENS LANE | NEW BALANCE, ST HELENS LANE | MARYPORT | CUMBRIA | CA15 8RX | ENGLAND | 301183.35999999999 | 532446.66 | HARKER - HUTTON | SIDDICK | SIDDICK PRIMARY (609302) | 0.41499999999999998 | ELECTRICITY NORTH WEST LIMITED | PV |  | 0 | 0 | 0.1 |  |  |  | 0 | 0 | 0 |  |  |  | 0 | 0 | 0 |  | CONNECTED | 0.1 | 0.14249999999999999 | 0.15 | 0.39615 | 0.417 | 2014-10-01 | 0 |  |  | 0 | 0 | [8 empty] | 2023-05-12 00:00:00 | 54.6774 | -3.534
DATA NOT AVAILABLE | DATA NOT AVAILABLE |  |  | TOTAL FITNESS 6-8 ELSMERE APPROACH WALKDEN | TOTAL FITNESS 6-8 ELSMERE APPROACH WALKDEN | MANCHESTER | GREATER MANCHESTER | M28 3EE | ENGLAND | 373450.20899999997 | 403632.02899999998 | KEARSLEY LOCAL 33KV | KEARSLEY LOCAL 33KV | HILL TOP (205320) | 0.41499999999999998 | ELECTRICITY NORTH WEST LIMITED | NATURAL GAS |  | 0 | 0 | 0.21 |  |  |  | 0 | 0 | 0 |  |  |  | 0 | 0 | 0 |  | CONNECTED | 0.21 | 0 | 0 | 0.2527 | 0.266 | 2015-02-01 | 0 |  |  | 0 | 0 | [8 empty] | 2023-05-12 00:00:00 | 53.5287 | -2.402
DATA NOT AVAILABLE | DATA NOT AVAILABLE |  |  | KENTMERE HALL HYDRO | KENTMERE HALL HYDRO | KENDAL | CUMBRIA | LA8 9JL | ENGLAND | 345101.772 | 504229.13299999997 | HARKER - HUTTON | KENDAL-PARKSIDE RD | WINDERMERE (609057) | 0.41499999999999998 | ELECTRICITY NORTH WEST LIMITED | HYDRO |  | 0 | 0 | 0.075 |  |  |  | 0 | 0 | 0 |  |  |  | 0 | 0 | 0 |  | CONNECTED | 0.075 | 7.5999999999999998E-2 | 0.08 | 0.019 | 0.02 | 2012-05-01 | 0 |  |  | 0 | 0 | [8 empty] | 2023-05-12 00:00:00 | 54.4305 | -2.8478
DATA NOT AVAILABLE | DATA NOT AVAILABLE | SUNDOG ENERGY | BECK HOUSE POULTRY FARM, SOUTHWAITE | BECK HOUSE POULTRY UNIT SOUTHWAITE CARLISLE | BECK HOUSE POULTRY UNIT SOUTHWAITE CARLISLE | CARLISLE | CUMBRIA | CA4 0PY | ENGLAND | 342389.761 | 546970.06700000004 | HARKER - HUTTON | PENRITH BSP | HUTTON END (609653) | 0.41499999999999998 | ELECTRICITY NORTH WEST LIMITED | PV |  | 0 | 0 | 0.14 |  |  |  | 0 | 0 | 0 |  |  |  | 0 | 0 | 0 |  | CONNECTED | 0.14 | 0.11399999999999999 | 0.12 | 0.0855 | 0.09 | 2013-04-01 | 0 |  |  | 0 | 0 | [8 empty] | 2023-05-12 00:00:00 | 54.8143 | -2.898
DATA NOT AVAILABLE | DATA NOT AVAILABLE |  | ALDI STORES LTD 1 HEYS LANE BLACKBURN BB | ALDI STORES LTD 1 HEYS LANE BLACKBURN | ALDI STORES LTD 1 HEYS LANE BLACKBURN | BLACKBURN | LANCASHIRE | BB6 7UA | ENGLAND | 373925.19300000003 | 432242.054 | PADIHAM - ROCHDALE GSP | HUNCOAT | GREAT HARWOOD (400008) | 0.41499999999999998 | ELECTRICITY NORTH WEST LIMITED | PV |  | 0 | 0 | 0.05 |  |  |  | 0 | 0 | 0 |  |  |  | 0 | 0 | 0 |  | CONNECTED | 0.05 | 0 | 0 | 0.133 | 0.14 | 2015-12-01 | 0 |  |  | 0 | 0 | [8 empty] | 2023-05-12 00:00:00 | 53.7858 | -2.3972
DATA NOT AVAILABLE | DATA NOT AVAILABLE | WIRELESS EDGE COMMUNICATIONS LTD | ALDI STORES LTD, 143 LLOYD STREET SOUTH, FALLOWFIELD, MANCHESTER | ALDI STORES, 143 LLOYD ST SOUTH FALLOWFIELD MANCHESTER | ALDI STORES, 143 LLOYD ST SOUTH FALLOWFIELD MANCHESTER | MANCHESTER | GREATER MANCHESTER | M14 7LA | ENGLAND | 384211.70899999997 | 394573.45 | SOUTH MANCHESTER GSP | WEST DIDSBURY GRID | FALLOWFIELD (100114) | 0.41499999999999998 | ELECTRICITY NORTH WEST LIMITED | PV |  | 0 | 0 | 0.05 |  |  |  | 0 | 0 | 0 |  |  |  | 0 | 0 | 0 |  | CONNECTED | 0.05 | 0 | 0 | 0.133 | 0.14 | 2015-11-29 | 0 |  |  | 0 | 0 | [8 empty] | 2023-05-12 00:00:00 | 53.4477 | -2.2392
DATA NOT AVAILABLE | DATA NOT AVAILABLE |  |  | WHEELBARROW HALL FARM AGLIONBY | WHEELBARROW HALL FARM AGLIONBY | CARLISLE | CUMBRIA | CA4 8AD | ENGLAND | 343865.48 | 556424.87600000005 | HARKER - HUTTON | CARLISLE 33KV | FUSEHILL (609603) | 0.41499999999999998 | ELECTRICITY NORTH WEST LIMITED | WIND |  | 0 | 0 | 0.1 |  |  |  | 0 | 0 | 0 |  |  |  | 0 | 0 | 0 |  | CONNECTED | 0.1 | 9.5000000000000001E-2 | 0.1 | 0.019 | 0.02 | 2014-01-01 | 0 |  |  | 0 | 0 | [8 empty] | 2023-05-12 00:00:00 | 54.8994 | -2.8769
DATA NOT AVAILABLE | DATA NOT AVAILABLE |  |  | COLLINSON WIND TURBINE CATTERALL (PV INSTALL) | COLLINSON WIND TURBINE CATTERALL | FLEETWOOD | LANCASHIRE | PR3 0HP | ENGLAND | 349078.82699999999 | 442976.75099999999 | PENWORTHAM WEST GSP - STANAH | THORNTON BSP | GARSTANG (609903) | 0.41499999999999998 | ELECTRICITY NORTH WEST LIMITED | PV |  | 0 | 0 | 0.074 |  |  |  | 0 | 0 | 0 |  |  |  | 0 | 0 | 0 |  | CONNECTED | 0.074 | 0.23179999999999998 | 0.24399999999999999 | 0.475 | 0.5 | 2015-02-01 | 0 |  |  | 0 | 0 | [8 empty] | 2023-05-12 00:00:00 | 53.8805 | -2.7761
DATA NOT AVAILABLE | DATA NOT AVAILABLE |  |  | SHRIGLEY HALL HOTEL | SHRIGLEY PARK | MACCLESFIELD | GREATER MANCHESTER | SK10 5SB | ENGLAND | 394305.44 | 379778.71 | MACC SUPER GRID | MACC SUPER GRID | BOLLINGTON (301435) | 0.41499999999999998 | ELECTRICITY NORTH WEST LIMITED | NATURAL GAS |  | 0 | 0 | 0.258 |  |  |  | 0 | 0 | 0 |  |  |  | 0 | 0 | 0 |  | CONNECTED | 0.258 | 0.28499999999999998 | 0.3 | 0.285 | 0.3 | 2001-09-01 | 0 |  |  | 0 | 0 | [8 empty] | 2023-05-12 00:00:00 | 53.3149 | -2.0869
DATA NOT AVAILABLE | DATA NOT AVAILABLE | AEOLUS POWER | CROWN FARM ROSSENDALE , BB4 8TL | CROWN FARM 2 CRAWSHAWBOOTH | CROWN FARM 2 CRAWSHAWBOOTH | ROSSENDALE | LANCASHIRE | BB4 8TL | ENGLAND | 381937.36 | 424881.228 | PADIHAM - ROCHDALE GSP | ROSSENDALE BSP | HAREHOLME (400092) | 0.41499999999999998 | ELECTRICITY NORTH WEST LIMITED | WIND |  | 0 | 0 | 0.08 |  |  |  | 0 | 0 | 0 |  |  |  | 0 | 0 | 0 |  | CONNECTED | 0.08 | 8.5499999999999993E-2 | 0.09 | 0.019 | 0.02 | 2013-06-01 | 0 |  |  | 0 | 0 | [8 empty] | 2023-05-12 00:00:00 | 53.72 | -2.2752
DATA NOT AVAILABLE | DATA NOT AVAILABLE |  |  | M&A PHARMACHEM WIGAN RD WESTHOUGHTON | M&A PHARMACHEM WIGAN RD WESTHOUGHTON | BOLTON | GREATER MANCHESTER | BL5 2AL | ENGLAND | 364871.85700000002 | 405396.50400000002 | KEARSLEY GSP | WESTHOUGHTON | WESTHOUGHTON (200413) | 0.41499999999999998 | ELECTRICITY NORTH WEST LIMITED | PV |  | 0 | 0 | 0.25 |  |  |  | 0 | 0 | 0 |  |  |  | 0 | 0 | 0 |  | CONNECTED | 0.25 | 0.23749999999999999 | 0.25 | 0.1045 | 0.11 | 2012-07-01 | 0 |  |  | 0 | 0 | [8 empty] | 2023-05-12 00:00:00 | 53.544 | -2.5316
DATA NOT AVAILABLE | DATA NOT AVAILABLE |  |  | SOFA SOURCE UK LTD OSWALDTWISTLE | SOFA SOURCE UK LTD OSWALDTWISTLE | ACCRINGTON | LANCASHIRE | BB5 3PX | ENGLAND | 373284.35 | 427262.99800000002 | PADIHAM - ROCHDALE GSP | HUNCOAT | KAY ST (400021) | 0.41499999999999998 | ELECTRICITY NORTH WEST LIMITED | PV |  | 0 | 0 | 0.1 |  |  |  | 0 | 0 | 0 |  |  |  | 0 | 0 | 0 |  | CONNECTED | 0.1 | 9.5000000000000001E-2 | 0.1 | 0.1045 | 0.11 | 2015-03-01 | 0 |  |  | 0 | 0 | [8 empty] | 2023-05-12 00:00:00 | 53.7411 | -2.4065
DATA NOT AVAILABLE | DATA NOT AVAILABLE | STRATEGIC ENERGY | LOWER END FARM, BICKERSTAFF, L39 9ER | LOWER END FARM ORMSKIRK | LOWER END FARM ORMSKIRK | ORMSKIRK | LANCASHIRE | L39 9ER | ENGLAND | 341375.02 | 404269.82 | WASHWAY FARM GSP - KIRKBY GSP | SKELMERSDALE GRID | ORMSKIRK (400210) | 0.41499999999999998 | ELECTRICITY NORTH WEST LIMITED | PV |  | 0 | 0 | 0.05 |  |  |  | 0 | 0 | 0 |  |  |  | 0 | 0 | 0 |  | CONNECTED | 0.05 | 4.7500000000000001E-2 | 0.05 | 0.08075 | 0.085 | 2012-03-01 | 0 |  |  | 0 | 0 | [8 empty] | 2023-05-12 00:00:00 | 53.5318 | -2.8859
DATA NOT AVAILABLE | DATA NOT AVAILABLE |  |  | GLAZEBURY WWTW HEYSHOOT LANE, GLAZEBURY, WARRINGTON | GLAZEBURY WWTW HEYSHOOT LANE, GLAZEBURY, WARRINGTON | WARRINGTON | LANCASHIRE | WA3 5JT | ENGLAND | 367590.37800000003 | 395879.25599999999 | BOLD | GOLBORNE | CULCHETH (205310) | 11 | ELECTRICITY NORTH WEST LIMITED | PV |  | 0 | 0 | 0.5 |  |  |  | 0 | 0 | 0 |  |  |  | 0 | 0 | 0 |  | CONNECTED | 0.5 | 0.47499999999999998 | 0.5 | 0.475 | 0.5 | 2017-05-14 | 0 |  |  | 0 | 0 | [8 empty] | 2023-05-12 00:00:00 | 53.4587 | -2.4896
DATA NOT AVAILABLE | DATA NOT AVAILABLE | H & H LAND & PROPERTY LTD | MOORDYKE FARM, AIKTON, WIGTON, CA7 0JF | MOORDYKE FARM AIKTON WIGTON | MOORDYKE FARM AIKTON WIGTON | CARLISLE | CUMBRIA | CA7 0JF | ENGLAND | 327375.69300000003 | 554057.95700000005 | HARKER - HUTTON | CARLISLE 33KV | WIGTON (609618) | 0.41499999999999998 | ELECTRICITY NORTH WEST LIMITED | WIND |  | 0 | 0 | 0.08 |  |  |  | 0 | 0 | 0 |  |  |  | 0 | 0 | 0 |  | CONNECTED | 0.08 | 7.6950000000000005E-2 | 8.1000000000000003E-2 | 0.057 | 0.06 | 2012-09-01 | 0 |  |  | 0 | 0 | [8 empty] | 2023-05-12 00:00:00 | 54.876 | -3.1333
DATA NOT AVAILABLE | DATA NOT AVAILABLE | SOLAR SENSE | UINT 4, ALTRINCHAM RETAIL PARK | UINT 4, ALTRINCHAM RETAIL PARK | UNIT 4 ALTRINCHAM RETAIL PARK | ALTRINCHAM | GREATER MANCHESTER | WA14 5GR | ENGLAND | 376439.853 | 389415.67700000003 | CARRINGTON | ALTRINCHAM GRID | BROADHEATH (100134) | 0.4 | ELECTRICITY NORTH WEST LIMITED | PV |  | 0 | 0 | 0.1 |  |  |  | 0 | 0 | 0 |  |  |  | 0 | 0 | 0 |  | CONNECTED | 0.1 | 6.1749999999999999E-2 | 6.5000000000000002E-2 | 0.095 | 0.1 | 2022-01-05 | 0 |  |  | 0 | 0 | [8 empty] | 2023-05-12 00:00:00 | 53.401 | -2.3558
DATA NOT AVAILABLE | DATA NOT AVAILABLE |  |  | MOSS SIDE RAMPSIDE BARROW | MOSS SIDE RAMPSIDE BARROW | BARROW-IN-FURNESS | CUMBRIA | LA13 0QR | ENGLAND | 324254.59299999999 | 468343.87699999998 | HARKER - HUTTON | BARROW-DEVONSHIRE RD | BARROW-DEVONSHIRE RD PRIMARY (609001) | 0.41499999999999998 | ELECTRICITY NORTH WEST LIMITED | WIND |  | 0 | 0 | 0.09 |  |  |  | 0 | 0 | 0 |  |  |  | 0 | 0 | 0 |  | CONNECTED | 0.09 | 8.5499999999999993E-2 | 0.09 | 0.057 | 0.06 | 2013-10-01 | 0 |  |  | 0 | 0 | [8 empty] | 2023-05-12 00:00:00 | 54.1054 | -3.16
DATA NOT AVAILABLE | DATA NOT AVAILABLE |  |  | BOLTON ENGINEERING LTD, UNIT R HIGHFIELD ROAD INDUSTRIAL ESTATE, LITTLE HULTON | BOLTON ENGINEERING LTD, UNIT R HIGHFIELD ROAD INDUSTRIAL ESTATE, LITTLE HULTON | MANCHESTER | GREATER MANCHESTER | M38 9ST | ENGLAND | 371661.11200000002 | 404448.76500000001 | KEARSLEY LOCAL 33KV | KEARSLEY LOCAL 33KV | LITTLE HULTON (205319) | 0.41499999999999998 | ELECTRICITY NORTH WEST LIMITED | PV |  | 0 | 0 | 0.05 |  |  |  | 0 | 0 | 0 |  |  |  | 0 | 0 | 0 |  | CONNECTED | 0.05 | 4.7500000000000001E-2 | 0.05 | 0.1045 | 0.11 | 2016-03-01 | 0 |  |  | 0 | 0 | [8 empty] | 2023-05-12 00:00:00 | 53.5359 | -2.429
DATA NOT AVAILABLE | DATA NOT AVAILABLE | GREEN ENERGY UK DIRECT LTD | WELLACRE ACADEMY, IRLAM ROAD, MANCHESTER | WELLACRE ACADEMY, IRLAM ROAD, MANCHESTER | WELLACRE ACADEMY, IRLAM ROAD, MANCHESTER | MANCHESTER | GREATER MANCHESTER | M41 3WA | ENGLAND | 373861.21299999999 | 394624.86 | CARRINGTON | BARTON | CHASSEN RD (100608) | 6.6 | ELECTRICITY NORTH WEST LIMITED | PV |  | 0 | 0 | 0.35 |  |  |  | 0 | 0 | 0 |  |  |  | 0 | 0 | 0 |  | CONNECTED | 0.35 | 0.40849999999999997 | 0.43 | 0.285 | 0.3 | 2016-03-24 | 0 |  |  | 0 | 0 | [8 empty] | 2023-05-12 00:00:00 | 53.4477 | -2.395
DATA NOT AVAILABLE | DATA NOT AVAILABLE | EARTHMILL | TEMPEST TOWER, LITTLE ORTON, CARLISLE | TEMPEST TOWER LITTLE ORTON CARLISLE | TEMPEST TOWER LITTLE ORTON CARLISLE | WIGTON | CUMBRIA | CA5 6EP | ENGLAND | 334587.43800000002 | 555286.81200000003 | HARKER - HUTTON | CARLISLE 33KV | MORTON PK (609605) | 0.41499999999999998 | ELECTRICITY NORTH WEST LIMITED | WIND |  | 0 | 0 | 0.225 |  |  |  | 0 | 0 | 0 |  |  |  | 0 | 0 | 0 |  | CONNECTED | 0.225 | 0.22419999999999998 | 0.23599999999999999 | 0.019 | 0.02 | 2014-06-01 | 0 |  |  | 0 | 0 | [8 empty] | 2023-05-12 00:00:00 | 54.888 | -3.0213
DATA NOT AVAILABLE | DATA NOT AVAILABLE | NATIONAL TRUST | HAYESWATER RESERVOIR HYDRO | HAYESWATER RESERVOIR HYDRO | HAYESWATER RESERVOIR HYDRO | PENRITH | CUMBRIA | CA11 0NZ | ENGLAND | 341648.40100000001 | 512875.64 | HARKER - HUTTON | PENRITH BSP | GILLSROW (609666) | 11 | ELECTRICITY NORTH WEST LIMITED | HYDRO |  | 0 | 0 | 0.253 |  |  |  | 0 | 0 | 0 |  |  |  | 0 | 0 | 0 |  | CONNECTED | 0.253 | 0.24034999999999998 | 0.253 | 0.03135 | 0.033 | 2016-12-01 | 0 |  |  | 0 | 0 | [8 empty] | 2023-05-12 00:00:00 | 54.5078 | -2.9027
DATA NOT AVAILABLE | DATA NOT AVAILABLE | THE LOW CARBON ENERGY COMPANY | PHOENIX WORKS, PHOENIX WAY, BURNLEY | PHOENIX WORKS, PHOENIX WAY, BURNLEY | PHOENIX WORKS, PHOENIX WAY, BURNLEY | BURNLEY | LANCASHIRE | BB11 5SX | ENGLAND | 382149.337 | 432397.50799999997 | PADIHAM - ROCHDALE GSP | HUNCOAT | COG LN (400054) | 0.41499999999999998 | ELECTRICITY NORTH WEST LIMITED | PV |  | 0 | 0 | 0.125 |  |  |  | 0 | 0 | 0 |  |  |  | 0 | 0 | 0 |  | CONNECTED | 0.125 | 0.11874999999999999 | 0.125 | 0.95 | 1 | 2017-03-14 | 0 |  |  | 0 | 0 | [8 empty] | 2023-05-12 00:00:00 | 53.7876 | -2.2724
DATA NOT AVAILABLE | DATA NOT AVAILABLE |  |  | FLOAT BRIDGE FARM DELVES LANE BURNLEY | FLOAT BRIDGE FARM DELVES LANE BURNLEY | BURNLEY | LANCASHIRE | BB10 3RE | ENGLAND | 389762.696 | 436783.95199999999 | PADIHAM - ROCHDALE GSP | NELSON GSP | CLOVER HILL (400051) | 0.41499999999999998 | ELECTRICITY NORTH WEST LIMITED | WIND |  | 0 | 0 | 0.09 |  |  |  | 0 | 0 | 0 |  |  |  | 0 | 0 | 0 |  | CONNECTED | 0.09 | 8.5499999999999993E-2 | 0.09 | 0.0095 | 0.01 | 2013-08-01 | 0 |  |  | 0 | 0 | [8 empty] | 2023-05-12 00:00:00 | 53.8272 | -2.157
DATA NOT AVAILABLE | DATA NOT AVAILABLE | HY-FLY GAME HATCHERIS LTD | HY-FLY GAME HATCHERIES, PROCTORS FM PILLING LANE, PRESALL | HY-FLY GAME HATCHERIES, PROCTORS FM PILLING LANE, PRESALL | HY-FLY GAME HATCHERIES, PROCTORS FM PILLING LANE, PRESALL | KNOTT END ON SEA | LANCASHIRE | FY6 0HH | ENGLAND | 336603.55 | 448921.48 | PENWORTHAM WEST GSP - STANAH | THORNTON BSP | PREESALL (609920) | 0.41499999999999998 | ELECTRICITY NORTH WEST LIMITED | WIND |  | 0 | 0 | 0.12 |  |  |  | 0 | 0 | 0 |  |  |  | 0 | 0 | 0 |  | CONNECTED | 0.12 | 0 | 0 | 0.2565 | 0.27 | 2013-05-01 | 0 |  |  | 0 | 0 | [8 empty] | 2023-05-12 00:00:00 | 53.9325 | -2.9671
DATA NOT AVAILABLE | DATA NOT AVAILABLE | WIRELESS EDGE COMMUNICATIONS LTD | ALDI, CRESCENT WEST, CLEVELEYS | ALDI, CRESCENT WEST, CLEVELEYS | ALDI, CRESCENT WEST, CLEVELEYS | BLACKPOOL | LANCASHIRE | FY5 1AB | ENGLAND | 331582.55699999997 | 442709.75699999998 | PENWORTHAM WEST GSP - STANAH | BISPHAM PRY | CLEVELEYS (400104) | 0.41499999999999998 | ELECTRICITY NORTH WEST LIMITED | PV |  | 0 | 0 | 0.05 |  |  |  | 0 | 0 | 0 |  |  |  | 0 | 0 | 0 |  | CONNECTED | 0.05 | 0 | 0 | 0.133 | 0.14 | 2015-12-01 | 0 |  |  | 0 | 0 | [8 empty] | 2023-05-12 00:00:00 | 53.8761 | -3.0421
DATA NOT AVAILABLE | DATA NOT AVAILABLE | HARVEST RENEWABLES LTD | HARRY PEERS STEELWORKS, ELTON STREET, MILL HILL, BOLTON | HARRY PEERS STEELWORK LTD, ELTON STREET, BOLTON | HARRY PEERS STEELWORK LTD, ELTON STREET, BOLTON | BOLTON | GREATER MANCHESTER | BL2 2BS | ENGLAND | 372386.31699999998 | 409431.14799999999 | KEARSLEY GSP | BOLTON GRID | BRADSHAWGATE (200108) | 0.41499999999999998 | ELECTRICITY NORTH WEST LIMITED | PV |  | 0 | 0 | 0.0999 |  |  |  | 0 | 0 | 0 |  |  |  | 0 | 0 | 0 |  | CONNECTED | 0.0999 | 9.5000000000000001E-2 | 0.1 | 0.1083 | 0.114 | 2015-11-04 | 0 |  |  | 0 | 0 | [8 empty] | 2023-05-12 00:00:00 | 53.5807 | -2.4185
DATA NOT AVAILABLE | DATA NOT AVAILABLE |  |  | SLEASTONHOW KIRKBY THORE PENRITH | SLEASTONHOW KIRKBY THORE PENRITH | PENRITH | CUMBRIA | CA10 1XL | ENGLAND | 365078.58 | 524975.07999999996 | HARKER - HUTTON | PENRITH BSP | KIRKBY THORE (609654) | 0.41499999999999998 | ELECTRICITY NORTH WEST LIMITED | PV |  | 0 | 0 | 0.05 |  |  |  | 0 | 0 | 0 |  |  |  | 0 | 0 | 0 |  | CONNECTED | 0.05 | 4.7500000000000001E-2 | 0.05 | 0.00095 | 0.001 | 2014-09-01 | 0 |  |  | 0 | 0 | [8 empty] | 2023-05-12 00:00:00 | 54.6187 | -2.5423
DATA NOT AVAILABLE | DATA NOT AVAILABLE | RK RENEWABLES LTD | HETHER ANK FARM, SMITHFIELD, KIRKLINTON, CARLISLE | HETHER ANK FARM, SMITHFIELD, KIRKLINTON, CARLISLE | CHICKEN SHED HEATHER BANK SMITHFIELD KIRKLINTON | CARLISLE | CUMBRIA | CA6 6AZ | ENGLAND | 343314.27 | 565474.89 | HARKER - HUTTON | SPADEADAM | EASTON (609612) | 0.4 | ELECTRICITY NORTH WEST LIMITED | PV |  | 0 | 0 | 0.05 |  |  |  | 0 | 0 | 0 |  |  |  | 0 | 0 | 0 |  | CONNECTED | 0.05 |  |  | 0.1425 | 0.15 | 2022-11-21 | 0 |  |  | 0 | 0 | [8 empty] | 2023-05-12 00:00:00 | 54.9806 | -2.8872
DATA NOT AVAILABLE | DATA NOT AVAILABLE | TOTAL FITNESS HEALTH CLUBS LTD | TOTAL FITNESS, PRESTON | TOTAL FITNESS (UK) LIMITED, HEALTH FITNESS CLUB, | WEST STRAND, | PRESTON | LANCASHIRE | PR1 8UY | ENGLAND | 352600 | 429624 | PENWORTHAM EAST GSP - ROCHDALE GSP | RIBBLE GSP | DOUGLAS ST (400406) | 6.6 | ELECTRICITY NORTH WEST LIMITED | OIL | YES | 0 | 0 | 0.2 |  |  |  | 0 | 0 | 0 |  |  |  | 0 | 0 | 0 |  | ACCEPTED TO CONNECT | 0 |  |  | 0 | 0 |  | 0.2 | 0.47499999999999998 | 0.5 | 0.418 | 0.44 | 2021-02-17 | [7 empty] | 2023-05-12 00:00:00 | 53.7608 | -2.7205
DATA NOT AVAILABLE | DATA NOT AVAILABLE | VITAL ENEGI | UNIVERSITY OF SALFORD CLIFFORD WITHWORTH LIBRARY, M5 4WT |  |  |  |  | M5 4WT | ENGLAND | 381909.75199999998 | 398745.01799999998 | KEARSLEY GSP | FREDERICK RD GRID | PENDLETON (100625) | 6.6 | ELECTRICITY NORTH WEST LIMITED | PV | NO | 0 | 0 | 0.182 |  |  |  | 0 | 0 | 0 |  |  |  | 0 | 0 | 0 |  | ACCEPTED TO CONNECT | 0 |  |  | 0 | 0 |  | 0.182 | 0.1729 | 0.182 | 3.2775 | 3.45 | 2023-02-09 | [7 empty] | 2023-05-12 00:00:00 | 53.4851 | -2.2741
DATA NOT AVAILABLE | DATA NOT AVAILABLE | YLEM ENERGY | CLAYTON HALL QUARRY, CHORLEY | CLAYTON HALL QUARRY, | DAWSON LANE, WHITTLE-LE-WOODS | CHORLEY | LANCASHIRE | PR6 7DX | ENGLAND | 356936 | 421803 | PENWORTHAM WEST GSP - STANAH | LEYLAND BSP | BUCKSHAW PRY (400212) | 11 | ELECTRICITY NORTH WEST LIMITED | LANDFILL GAS | NO | 0 | 0 | 0.5 |  |  |  | 0 | 0 | 0 |  |  |  | 0 | 0 | 0 |  | ACCEPTED TO CONNECT | 0 |  |  | 0 | 0 |  | 0.5 | 0.49969999999999998 | 0.52600000000000002 | 0.038 | 0.04 | 2021-04-30 | [7 empty] | 2023-05-12 00:00:00 | 53.6909 | -2.6536
DATA NOT AVAILABLE | DATA NOT AVAILABLE | BOUNTY ENERGYSERVICES & TECHNOLOGIE | PARRS WOOD HIGH SCHOOL. WILMSLOW ROAD EAST DIDSBURY, MANCHESTER, M20 5PG | PARRS WOOD HIGH SCHOOL, | WILMSLOW ROAD, | MANCHESTER | LANCASHIRE | M20 5PG | ENGLAND | 385659.56 | 390206.98 | SOUTH MANCHESTER GSP | WEST DIDSBURY GRID | DIDSBURY (100112) | 6.6 | ELECTRICITY NORTH WEST LIMITED | PV | NO | 0 | 0 | 0.367 |  |  |  | 0 | 0 | 0 |  |  |  | 0 | 0 | 0 |  | CONNECTED | 0.367 | 0.36699999999999999 | 0.36699999999999999 | 0.45 | 0.45 | 2024-04-11 | 0 |  |  | 0 | 0 | [8 empty] | 2023-05-12 00:00:00 | 53.4085 | -2.2172
DATA NOT AVAILABLE | DATA NOT AVAILABLE | THERMOSEAL GROUP WIGAN | CHALLENGER WAY, WIGAN | H W GLASS LIMITED, | CHALLENGE WAY, MARTLAND MILL INDUSTRIAL ESTATE, | WIGAN | LANCASHIRE | WN5 0LD | ENGLAND | 355461 | 406464 | WASHWAY FARM GSP - KIRKBY GSP | ORRELL BSP | KITT GRN (200406) | 6.6 | ELECTRICITY NORTH WEST LIMITED | PV |  | 0 | 0 | 0.36 |  |  |  | 0 | 0 | 0 |  |  |  | 0 | 0 | 0 |  | ACCEPTED TO CONNECT | 0 |  |  | 0 | 0 |  | 0.36 |  |  | 0 | 0 | 2022-06-13 | [7 empty] | 2023-05-12 00:00:00 | 53.5529 | -2.6737
DATA NOT AVAILABLE | DATA NOT AVAILABLE |  | WOODHOUSE FARM CATTERLEN, PENRITH, CUMBRIA |  |  |  |  | CA11 0BE | ENGLAND | 347567 | 533096 | HARKER - HUTTON | PENRITH BSP | HUTTON END (609653) | 0.4 | ELECTRICITY NORTH WEST LIMITED | PV | NO | 0 | 0 | 0.05 |  |  |  | 0 | 0 | 0 |  |  |  | 0 | 0 | 0 |  | ACCEPTED TO CONNECT | 0 |  |  | 0 | 0 |  | 0.05 |  |  | 0 | 0 | 2022-08-16 | [7 empty] | 2023-05-12 00:00:00 | 54.6902 | -2.8149
DATA NOT AVAILABLE | DATA NOT AVAILABLE |  | BLACKBURN HOSPITAL, HASLINGDEN RD, BLACKBURN |  |  |  |  | BB2 3HH | ENGLAND | 369305 | 426794 | PENWORTHAM EAST GSP - ROCHDALE GSP | LOWER DARWEN BSP | ROMAN RD (400002) | 6.6 | ELECTRICITY NORTH WEST LIMITED | OIL | NO | 0 | 0 | 0.25 |  |  |  | 0 | 0 | 0 |  |  |  | 0 | 0 | 0 |  | ACCEPTED TO CONNECT | 0 |  |  | 0 | 0 |  | 0.25 | 0 | 0 | 3.135 | 3.3 | 2021-02-08 | [7 empty] | 2023-05-12 00:00:00 | 53.7366 | -2.4668
DATA NOT AVAILABLE | DATA NOT AVAILABLE |  | BROADMEADOWS FARM, MELMERBY, PENRITH | BROADMEADOWS, | MELMERBY | PENRITH | CUMBRIA | CA10 1HA | ENGLAND | 359737 | 536502 | HARKER - HUTTON | PENRITH BSP | LITTLE SALKELD (609655) | 0.4 | ELECTRICITY NORTH WEST LIMITED | PV | NO | 0 | 0 | 0.1 |  |  |  | 0 | 0 | 0 |  |  |  | 0 | 0 | 0 |  | ACCEPTED TO CONNECT | 0 |  |  | 0 | 0 |  | 0.1 | 9.5000000000000001E-2 | 0.1 | 0.1425 | 0.15 | 2021-09-22 | [7 empty] | 2023-05-12 00:00:00 | 54.7219 | -2.6266
DATA NOT AVAILABLE | DATA NOT AVAILABLE |  | SOLITE EUROPE PV SYSTEM, 6 SPARK BUSINESS PARK, HAMILTON RD, STOCKPORT |  |  |  |  | SK1 2AE | ENGLAND | 382073 | 385035 | SELECT PRIMARY | SELECT PRIMARY | SELECT | 0.4 | ELECTRICITY NORTH WEST LIMITED | PV | NO | 0 | 0 | 0.0828 |  |  |  | 0 | 0 | 0 |  |  |  | 0 | 0 | 0 |  | ACCEPTED TO CONNECT | 0 |  |  | 0 | 0 |  | 0.0828 | 7.8659999999999994E-2 | 8.2799999999999999E-2 | 0.0817 | 0.086 | 2021-03-19 | [7 empty] | 2023-05-12 00:00:00 | 53.3619 | -2.2708
DATA NOT AVAILABLE | DATA NOT AVAILABLE |  | PIOLAX, SHORTEN BROOK DRIVE, ACCRINGTON | PIOLAX LIMITED, SHORTEN BROOK DRIVE | ALTHAM BUSINESS PARK, ALTHAM | ACCRINGTON | LANCASHIRE | BB5 5YH | ENGLAND | 382502 | 387109 | SELECT PRIMARY | SELECT PRIMARY | SELECT | 11 | ELECTRICITY NORTH WEST LIMITED | PV |  | 0 | 0 | 0.199 |  |  |  | 0 | 0 | 0 |  |  |  | 0 | 0 | 0 |  | ACCEPTED TO CONNECT | 0 |  |  | 0 | 0 |  | 0.199 |  |  | 0.7125 | 0.75 | 2021-06-01 | [7 empty] | 2023-05-12 00:00:00 | 53.3805 | -2.2645
DATA NOT AVAILABLE | DATA NOT AVAILABLE | PERFECT SENSE ENERGY | TETROSYL LTD, BRIDGE HALL WORKS, BRIDGE HALL LANE, BURY |  |  |  |  | BL9 7NY | ENGLAND | 382455 | 410650 | KEARSLEY GSP | BURY GRID | HEAP BRIDGE (200212) | 6.6 | ELECTRICITY NORTH WEST LIMITED | PV |  | 0 | 0 | 0.176 |  |  |  | 0 | 0 | 0 |  |  |  | 0 | 0 | 0 |  | ACCEPTED TO CONNECT | 0 |  |  | 0 | 0 |  | 0.176 |  |  | 0.6745 | 0.71 | 2021-11-30 | [7 empty] | 2023-05-12 00:00:00 | 53.5921 | -2.2665
DATA NOT AVAILABLE | DATA NOT AVAILABLE | SAS ENERGY | TRAFFORD GENERAL HOSPITAL | TRAFFORD HEALTHCARE NHS TRUST, TRAFFORD GENERAL HOSPITAL | MOORSIDE ROAD, URMSTON | MANCHESTER | LANCASHIRE | M41 5TQ | ENGLAND | 375611.67700000003 | 395354.94799999997 | CARRINGTON | BARTON | CHASSEN RD (100608) | 6.6 | ELECTRICITY NORTH WEST LIMITED | PV |  | 0 | 0 | 0.65688 |  |  |  | 0 | 0 | 0 |  |  |  | 0 | 0 | 0 |  | ACCEPTED TO CONNECT | 0 |  |  | 0 | 0 |  | 0.65688 | 0.18905 | 0.19900000000000001 | 1.425 | 1.5 | 2021-07-08 | [7 empty] | 2023-05-12 00:00:00 | 53.4544 | -2.3687
DATA NOT AVAILABLE | DATA NOT AVAILABLE | TED GENERATION 1 LIMITED | STAR TISSUE, PRINCESS ST, BLACKBURN |  |  |  |  | BB2 2QR | ENGLAND | 367055 | 427035 | PENWORTHAM EAST GSP - ROCHDALE GSP | LOWER DARWEN BSP | ALBION ST (400019) | 6.6 | ELECTRICITY NORTH WEST LIMITED | OIL | YES | 0 | 0 | 0.5 |  |  |  | 0 | 0 | 0 |  |  |  | 0 | 0 | 0 |  | ACCEPTED TO CONNECT | 0 |  |  | 0 | 0 |  | 0.5 | 0 | 0 | 0.6175 | 0.65 | 2021-02-25 | [7 empty] | 2023-05-12 00:00:00 | 53.7387 | -2.5009
DATA NOT AVAILABLE | DATA NOT AVAILABLE | WATT ENERGY LTD | HAVERIGG PRISON, MILLOM | H M PRISON, | NORTH LANE, HAVERIGG | MILLOM | CUMBRIA | LA18 4NA | ENGLAND | 314520 | 479392 | HARKER - HUTTON | ULVERSTON | ASKAM (609038) | 11 | ELECTRICITY NORTH WEST LIMITED | PV | NO | 0 | 0 | 0.16 |  |  |  | 0 | 0 | 0 |  |  |  | 0 | 0 | 0 |  | ACCEPTED TO CONNECT | 0 |  |  | 0 | 0 |  | 0.16 | 0.152 | 0.16 | 0.7125 | 0.75 | 2021-10-22 | [7 empty] | 2023-05-12 00:00:00 | 54.2031 | -3.3119
DATA NOT AVAILABLE | DATA NOT AVAILABLE |  | TSL, UNIT 2, PANATTONI PARK, GREAT BANK ROAD, BOLTON |  |  |  |  | BL5 3FT | ENGLAND | 364958 | 407078 | KEARSLEY GSP | WESTHOUGHTON | LOSTOCK (200113) | 11 | ELECTRICITY NORTH WEST LIMITED | PV | NO | 0 | 0 | 0.05548 |  |  |  | 0 | 0 | 0 |  |  |  | 0 | 0 | 0 |  | ACCEPTED TO CONNECT | 0 |  |  | 0 | 0 |  | 0.05548 | 5.2249999999999998E-2 | 5.5E-2 | 1.425 | 1.5 | 2021-11-17 | [7 empty] | 2023-05-12 00:00:00 | 53.5591 | -2.5305
DATA NOT AVAILABLE | DATA NOT AVAILABLE | SALFORD CITY COUNCIL | PSDS - ORDSALL LEISURE CENTRE, CRAVEN DRIVE, ORDSALL, SALFORD |  |  |  |  | M52DJ | ENGLAND | 381426 | 397225 | KEARSLEY GSP | FREDERICK RD GRID | ROBERT HALL ST (100629) | 0.4 | ELECTRICITY NORTH WEST LIMITED | PV |  | 0 | 0 | 0.06 |  |  |  | 0 | 0 | 0 |  |  |  | 0 | 0 | 0 |  | ACCEPTED TO CONNECT | 0 |  |  | 0 | 0 |  | 0.06 |  |  | 0 | 0 | 2022-01-31 | [7 empty] | 2023-05-12 00:00:00 | 53.4714 | -2.2813
DATA NOT AVAILABLE | DATA NOT AVAILABLE | STEAG SOLAR ENERGY SOLUTIONS (UK) L | TESCO, BUCKSHAW VILLAGE, CHORLEY |  |  |  |  | PR7 7EL | ENGLAND | 356624.55 | 420030 | PENWORTHAM WEST GSP - STANAH | LEYLAND BSP | BUCKSHAW PRY (400212) | 11 | ELECTRICITY NORTH WEST LIMITED | PV |  | 0 | 0 | 0.193 |  |  |  | 0 | 0 | 0 |  |  |  | 0 | 0 | 0 |  | ACCEPTED TO CONNECT | 0 |  |  | 0 | 0 |  | 0.193 | 0.18334999999999999 | 0.193 | 0 | 0 | 2020-06-30 | [7 empty] | 2023-05-12 00:00:00 | 53.6749 | -2.6581
DATA NOT AVAILABLE | DATA NOT AVAILABLE |  | GMCA FORCE HEADQUARTERS, NORTHAMPTON RD, MANCHESTER |  |  |  |  | M40 5BP | ENGLAND | 386990 | 400638 | STALYBRIDGE | STUART ST GRID | MONSALL PRY (100602) | 6.6 | ELECTRICITY NORTH WEST LIMITED | PV | NO | 0 | 0 | 0.05 |  |  |  | 0 | 0 | 0 |  |  |  | 0 | 0 | 0 |  | ACCEPTED TO CONNECT | 0 |  |  | 0 | 0 |  | 0.05 | 4.7500000000000001E-2 | 0.05 | 1.425 | 1.5 | 2021-06-23 | [7 empty] | 2023-05-12 00:00:00 | 53.5023 | -2.1976
DATA NOT AVAILABLE | DATA NOT AVAILABLE | GREATER MANCHESTER COMBINED AUTHORI | ASHTON COMMUNITY FIRE STATION, SLATE LANE, MANCHESTER |  |  |  |  | M34 5FS | ENGLAND | 392224.61599999998 | 397915.65899999999 | STALYBRIDGE | DROYLSDEN GRID | SNIPE PRY (100129) | 0.4 | ELECTRICITY NORTH WEST LIMITED | PV |  | 0 | 0 | 0.129 |  |  |  | 0 | 0 | 0 |  |  |  | 0 | 0 | 0 |  | ACCEPTED TO CONNECT | 0 |  |  | 0 | 0 |  | 0.129 | 6.6500000000000004E-2 | 7.0000000000000007E-2 | 0.0475 | 0.05 | 2021-09-22 | [7 empty] | 2023-05-12 00:00:00 | 53.4779 | -2.1186
DATA NOT AVAILABLE | DATA NOT AVAILABLE | NORTH WEST SOLAR LTD | QUEEN ELIZABETH SCHOOL SAF REPORT, PHASE 2, CARNFORTH |  |  |  |  | LA6 2HJ | ENGLAND | 360578 | 478728 | HARKER - HUTTON | KENDAL-PARKSIDE RD | KIRKBY LONSDALE (609053) | 0.4 | ELECTRICITY NORTH WEST LIMITED | PV | NO | 0 | 0 | 0.075 |  |  |  | 0 | 0 | 0 |  |  |  | 0 | 0 | 0 |  | ACCEPTED TO CONNECT | 0 |  |  | 0 | 0 |  | 0.075 |  |  | 0.133 | 0.14 | 2021-08-24 | [7 empty] | 2023-05-12 00:00:00 | 54.2028 | -2.6058
DATA NOT AVAILABLE | DATA NOT AVAILABLE | NPS ENERGY | HYDE PARK HOUSE, CARTWRIGHT STREETM HYDE |  |  |  |  | SK14 4EH | ENGLAND | 396062.84 | 396358.3 | STALYBRIDGE | HYDE GRID | NEWTON (300711) | 0.4 | ELECTRICITY NORTH WEST LIMITED | PV | NO | 0 | 0 | 0.05 |  |  |  | 0 | 0 | 0 |  |  |  | 0 | 0 | 0 |  | CONNECTED | 0.05 | 4.7500000000000001E-2 | 0.05 | 0.057 | 0.06 | 2023-07-18 | 0 |  |  | 0 | 0 | [8 empty] | 2023-08-14 00:00:00 | 53.464 | -2.0608
DATA NOT AVAILABLE | DATA NOT AVAILABLE | NORTH WEST SOLAR LTD | GENERATION AT QUEEN ELIZABETH SCHOOL, CARNFORTH |  |  | CARNFORTH | LANCASHIRE | LA6 2HJ | ENGLAND | 360706 | 478323 | HARKER - HUTTON | KENDAL-PARKSIDE RD | KIRKBY LONSDALE (609053) | 0.4 | ELECTRICITY NORTH WEST LIMITED | PV | NO | 0 | 0 | 0.2 |  |  |  | 0 | 0 | 0 |  |  |  | 0 | 0 | 0 |  | CONNECTED | 0.2 |  |  | 0.285 | 0.3 | 2023-08-16 | 0 |  |  | 0 | 0 | [8 empty] | 2023-10-11 00:00:00 | 54.1991 | -2.6038
DATA NOT AVAILABLE | DATA NOT AVAILABLE | WRIGHTINGTON WIGAN AND LEIGH TEACHI | RAEI CHP, RAEI WIGAN LANE, WIGAN |  |  |  |  | WN1 2NN | ENGLAND | 358395 | 406954 | WASHWAY FARM GSP - KIRKBY GSP | WIGAN GRID | GIDLOW (200408) | 6.6 | ELECTRICITY NORTH WEST LIMITED | NATURAL GAS | YES | 0 | 0 | 0.854 |  |  |  | 0 | 0 | 0 |  |  |  | 0 | 0 | 0 |  | ACCEPTED TO CONNECT | 0 |  |  | 0 | 0 |  | 0.854 | 0 | 0 | 1.425 | 1.5 | 2021-07-14 | [7 empty] | 2023-05-12 00:00:00 | 53.5575 | -2.6295
DATA NOT AVAILABLE | DATA NOT AVAILABLE | CENTRICA BUSINESS SOLUTIONS | DAVID LLOYD, CHEADLE ROYAL, ROYAL CRESCENT |  |  |  |  | SK8 3FL | ENGLAND | 385581.95600000001 | 386751.14199999999 | BREDBURY | ADSWOOD GRID | CHEADLE HULME (100108) | 11 | ELECTRICITY NORTH WEST LIMITED | CHP | YES | 0 | 0 | 0.156 |  |  |  | 0 | 0 | 0 |  |  |  | 0 | 0 | 0 |  | ACCEPTED TO CONNECT | 0 |  |  | 0 | 0 |  | 0.156 | 0.1482 | 0.156 | 0.3325 | 0.35 | 2022-11-03 | [7 empty] | 2023-05-12 00:00:00 | 53.3774 | -2.2182
DATA NOT AVAILABLE | DATA NOT AVAILABLE |  | FLOWFLEX COMPONENTS LTD, SAMUEL BLASER WORKS, BUXTON | FLOWFLEX COMPONENTS LIMITED, UNIT 9, SAMUEL BLASER WORKS, | DEW POND LANE, | BUXTON | DERBYSHIRE | SK17 7LR | ENGLAND | 407386 | 373544 | STALYBRIDGE | BUXTON GRID | ASHWOOD DALE (301467) | 11 | ELECTRICITY NORTH WEST LIMITED | PV |  | 0 | 0 | 0.39168 |  |  |  | 0 | 0 | 0 |  |  |  | 0 | 0 | 0 |  | ACCEPTED TO CONNECT | 0 |  |  | 0 | 0 |  | 0.39168 |  |  | 0.76285 | 0.803 | 2022-02-02 | [7 empty] | 2023-05-12 00:00:00 | 53.2588 | -1.8907
DATA NOT AVAILABLE | DATA NOT AVAILABLE |  | PSDS WYTHENSHAWE FORUM, FORUM SQUARE, WOODHOUSE PARK, MANCHESTER. |  |  |  |  | M22 5RX | ENGLAND | 382447 | 387002 | SOUTH MANCHESTER GSP | MOSS NOOK GRID | WOODHOUSE PK (100132) | 11 | ELECTRICITY NORTH WEST LIMITED | PV |  | 0 | 0 | 0.533 |  |  |  | 0 | 0 | 0 |  |  |  | 0 | 0 | 0 |  | ACCEPTED TO CONNECT | 0 |  |  | 0 | 0 |  | 0.533 |  |  | 0.8075 | 0.85 | 2021-09-09 | [7 empty] | 2023-05-12 00:00:00 | 53.3796 | -2.2653
DATA NOT AVAILABLE | DATA NOT AVAILABLE | NORTH WEST SOLAR LTD | HUTTON ROOF SAWMILL, CARNFORTH |  |  |  |  | LA6 2PE | ENGLAND | 357518 | 476946 | HARKER / HUTTON | KENDAL (PARKSIDE RD) | KIRKBY LONSDALE | 0.4 | ELECTRICITY NORTH WEST LIMITED | PV | NO | 0 | 0 | 0.222 |  |  |  | 0 | 0 | 0 |  |  |  | 0 | 0 | 0 |  | ACCEPTED TO CONNECT | 0 |  |  | 0 | 0 |  | 0.222 |  |  | 0.76 | 0.8 | 2021-08-19 | [7 empty] | 2023-05-12 00:00:00 | 54.1865 | -2.6525
DATA NOT AVAILABLE | DATA NOT AVAILABLE | NPS ENERGY LTD | THE MESSAGE ENTERPRISE CENTRE, HARPUR ROAD, WYTHENSHAW, MANCHESTER |  |  |  |  | M22 4RG | ENGLAND | 383321 | 389259 | DATA NOT AVAILABLE | DATA NOT AVAILABLE | HIGHER MILL | 0.4 | ELECTRICITY NORTH WEST LIMITED | PV | NO | 0 | 0 | 0.06 |  |  |  | 0 | 0 | 0 |  |  |  | 0 | 0 | 0 |  | CONNECTED | 0.06 | 5.7000000000000002E-2 | 0.06 | 0.0665 | 0.07 | 2023-05-09 | 0 |  |  | 0 | 0 | [8 empty] | 2023-05-09 00:00:00 | 53.3999 | -2.2523
DATA NOT AVAILABLE | DATA NOT AVAILABLE |  | PSDS ROCHDALE LEISURE CENTRE, ENTWISTLE RD, ROCHDALE |  |  |  |  | OL16 2HZ | ENGLAND | 390330 | 413489 | ROCHDALE | BELLFIELD | WARDLEWORTH | 0.4 | ELECTRICITY NORTH WEST LIMITED | PV |  | 0 | 0 | 0.822 |  |  |  | 0 | 0 | 0 |  |  |  | 0 | 0 | 0 |  | ACCEPTED TO CONNECT | 0 |  |  | 0 | 0 |  | 0.822 |  |  | 0.6422 | 0.676 | 2022-02-10 | [7 empty] | 2023-05-12 00:00:00 | 53.6179 | -2.1477
DATA NOT AVAILABLE | DATA NOT AVAILABLE | GRIFF SERVIVES LTD | VISTA LABELS LTD, 349 HEMPSHAW LANE, STOCKPORT |  |  |  |  | SK1 4NB | ENGLAND | 390567 | 389456 | DATA NOT AVAILABLE | DATA NOT AVAILABLE | OFFERTON | 0.4 | ELECTRICITY NORTH WEST LIMITED | PV | NO | 0 | 0 | 0.116 |  |  |  | 0 | 0 | 0 |  |  |  | 0 | 0 | 0 |  | ACCEPTED TO CONNECT | 0 |  |  | 0 | 0 |  | 0.116 | 0.11019999999999999 | 0.11600000000000001 | 0.228 | 0.24 | 2023-01-31 | [7 empty] | 2023-05-12 00:00:00 | 53.4018 | -2.1433
DATA NOT AVAILABLE | DATA NOT AVAILABLE |  | 27, GORTON HUB, GARRATT WAY, MANCHESTER |  |  |  |  | M18 8HE | ENGLAND | 388369 | 396196 | STALYBRIDGE | STUART ST GRID | BRADFORD | 0.4 | ELECTRICITY NORTH WEST LIMITED | PV | NO | 0 | 0 | 0.075 |  |  |  | 0 | 0 | 0 |  |  |  | 0 | 0 | 0 |  | ACCEPTED TO CONNECT | 0 |  |  | 0 | 0 |  | 0.075 | 7.1249999999999994E-2 | 7.4999999999999997E-2 | 0.43225 | 0.455 | 2022-10-03 | [7 empty] | 2023-05-12 00:00:00 | 53.4624 | -2.1767
DATA NOT AVAILABLE | DATA NOT AVAILABLE |  | PSDS WHITTAKER MOSS, HIGHWOOD, NORDEN, ROCHDALE |  |  |  |  | OL11 5XP | ENGLAND | 386039 | 414269 | ROCHDALE GSP - 305951 | ROCHDALE CENTRAL - 304882 | SPOTLAND - 304885 | 0.46 | ELECTRICITY NORTH WEST LIMITED | PV | NO | 0 | 0 | 0.153 |  |  |  | 0 | 0 | 0 |  |  |  | 0 | 0 | 0 |  | ACCEPTED TO CONNECT | 0 |  |  | 0 | 0 |  | 0.153 | 3.7999999999999999E-2 | 0.04 | 0.057 | 0.06 | 2022-02-03 | [7 empty] | 2023-05-12 00:00:00 | 53.6248 | -2.2126
DATA NOT AVAILABLE | DATA NOT AVAILABLE |  | CHEP MANCHESTER CHP, VILLAGE WAY, THE VILLAGE, TRAFFORD PARK, MANCHESTER |  |  |  |  | M17 1HP | ENGLAND | 382837 | 400551 | SELECT PRIMARY | SELECT PRIMARY | SELECT | DATA NOT AVAILABLE | ELECTRICITY NORTH WEST LIMITED | BIOMASS | YES | 0 | 0 | 0.112 |  |  |  | 0 | 0 | 0 |  |  |  | 0 | 0 | 0 |  | ACCEPTED TO CONNECT | 0 |  |  | 0 | 0 |  | 0.112 | 0.10639999999999999 | 0.112 | 0.475 | 0.5 | 2020-11-26 | [7 empty] | 2023-05-12 00:00:00 | 53.5014 | -2.2602
DATA NOT AVAILABLE | DATA NOT AVAILABLE | ELECTRICITY NORTH WEST | MAN AIRPORT WATER PUMP GENERATOR,SUBSTATION Q, HOTEL RD, MANCHESTER AIRPORT |  |  |  |  | M90 1MN | ENGLAND | 392700 | 392428 | SELECT PRIMARY | SELECT PRIMARY | SELECT | DATA NOT AVAILABLE | ELECTRICITY NORTH WEST LIMITED | DIESEL |  | 0 | 0 | 0.135 |  |  |  | 0 | 0 | 0 |  |  |  | 0 | 0 | 0 |  | ACCEPTED TO CONNECT | 0 |  |  | 0 | 0 |  | 0.135 | 0.12825 | 0.13500000000000001 | 28.5 | 30 | 2021-01-20 | [7 empty] | 2023-05-12 00:00:00 | 53.4286 | -2.1113
DATA NOT AVAILABLE | DATA NOT AVAILABLE |  | 7 HORSFIELD WAY, BREDBURY PARK INDUSTRIAL ESTATE, BREDBURY |  |  |  |  | SK6 2SU | ENGLAND | 373466 | 402776 | SELECT PRIMARY | SELECT PRIMARY | SELECT | DATA NOT AVAILABLE | ELECTRICITY NORTH WEST LIMITED | PV | NO | 0 | 0 | 0.05 |  |  |  | 0 | 0 | 0 |  |  |  | 0 | 0 | 0 |  | ACCEPTED TO CONNECT | 0 |  |  | 0 | 0 |  | 0.05 | 4.7500000000000001E-2 | 0.05 | 0.019 | 0.02 | 2021-02-05 | [7 empty] | 2023-05-12 00:00:00 | 53.521 | -2.4017
DATA NOT AVAILABLE | DATA NOT AVAILABLE | SALFORD CITY COUNCIL | WORSLEY LEISURE CENTRE, BRIDGEWATER RD, WALKDEN, WORSLEY, MANCHESTER |  |  |  |  | M28 3AB | ENGLAND | 393451 | 380973 | SELECT PRIMARY | SELECT PRIMARY | SELECT | 0.4 | ELECTRICITY NORTH WEST LIMITED | PV | NO | 0 | 0 | 0.0828 |  |  |  | 0 | 0 | 0 |  |  |  | 0 | 0 | 0 |  | ACCEPTED TO CONNECT | 0 |  |  | 0 | 0 |  | 0.0828 | 7.8659999999999994E-2 | 8.2799999999999999E-2 | 0.11875 | 0.125 | 2021-03-19 | [7 empty] | 2023-05-12 00:00:00 | 53.3256 | -2.0998
DATA NOT AVAILABLE | DATA NOT AVAILABLE | PN DALY LTD. | EDGEFOLD, SMETHURST LANE, BOLTON. |  |  |  |  | BL4 0LR | ENGLAND | 384484 | 399855 | KEARSLEY 132 GSP | WESTHOUGHTON | WESTHOUGHTON | DATA NOT AVAILABLE | ELECTRICITY NORTH WEST LIMITED | PV |  | 0 | 0 | 0.24 |  |  |  | 0 | 0 | 0 |  |  |  | 0 | 0 | 0 |  | ACCEPTED TO CONNECT | 0 |  |  | 0 | 0 |  | 0.24 | 0.22800000000000001 | 0.24 | 0.4085 | 0.43 | 2018-06-11 | [7 empty] | 2023-05-12 00:00:00 | 53.4952 | -2.2353
DATA NOT AVAILABLE | DATA NOT AVAILABLE |  | PSDS BROUGHTON LEISURE CENTRE, GREAT CHEETHAM STREET WEST, SALFORD |  |  |  |  | M7 2DN | ENGLAND | 382936 | 400521 | SELECT PRIMARY | SELECT PRIMARY | STRANGEWAYS | 0.4 | ELECTRICITY NORTH WEST LIMITED | PV |  | 0 | 0 | 0.1708 |  |  |  | 0 | 0 | 0 |  |  |  | 0 | 0 | 0 |  | ACCEPTED TO CONNECT | 0 |  |  | 0 | 0 |  | 0.1708 | 7.8659999999999994E-2 | 8.2799999999999999E-2 | 0.10545 | 0.111 | 2022-07-01 | [7 empty] | 2023-05-12 00:00:00 | 53.5011 | -2.2587
DATA NOT AVAILABLE | DATA NOT AVAILABLE | GEO GREEN POWER LTD | OMC FORD ROCHDALE, MANCHESTER ROAD, ROCHDALE |  |  | ROCHDALE | GREATER MANCHESTER | OL11 2TR | ENGLAND | 388469 | 410082 | DATA NOT AVAILABLE | DATA NOT AVAILABLE | CASTLETON | 0.4 | ELECTRICITY NORTH WEST LIMITED | PV | NO | 0 | 0 | 0.08 |  |  |  | 0 | 0 | 0 |  |  |  | 0 | 0 | 0 |  | CONNECTED | 0.08 | 6.4000000000000001E-2 | 6.4000000000000001E-2 | 0.064 | 0.064 | 2023-09-21 | 0 |  |  | 0 | 0 | [8 empty] | 2023-10-11 00:00:00 | 53.5872 | -2.1757
DATA NOT AVAILABLE | DATA NOT AVAILABLE | SALFORD CITY COUNCIL | ALDER BROOK PRIMARY SCHOOL, WALNUT, M30 9LE | ALDER PARK PRIMARY SCHOOL, | WALNUT ROAD, ECCLES | MANCHESTER | LANCASHIRE | M30 8LJ | ENGLAND | 375489.00799999997 | 399897.39500000002 | KEARSLEY LOCAL 33KV | KEARSLEY LOCAL 33KV | HILL TOP (205320) | 0.4 | ELECTRICITY NORTH WEST LIMITED | PV | NO | 0 | 0 | 0.115 |  |  |  | 0 | 0 | 0 |  |  |  | 0 | 0 | 0 |  | ACCEPTED TO CONNECT | 0 |  |  | 0 | 0 |  | 0.115 |  |  | 0.038 | 0.04 | 2022-01-24 | [7 empty] | 2023-05-12 00:00:00 | 53.4952 | -2.3709
DATA NOT AVAILABLE | DATA NOT AVAILABLE | BPEC SOLAR PV | TVD GROUP UNIT 37, BRITANNIA WAY, BOLTON, | UNIT 37, WATERS MEETING | BRITANNIA WAY, | BOLTON | LANCASHIRE | BL2 2HH | ENGLAND | 372278 | 410906 | KEARSLEY GSP | BOLTON GRID | UNION RD (200114) | 0.4 | ELECTRICITY NORTH WEST LIMITED | PV | NO | 0 | 0 | 0.05 |  |  |  | 0 | 0 | 0 |  |  |  | 0 | 0 | 0 |  | ACCEPTED TO CONNECT | 0 |  |  | 0 | 0 |  | 0.05 | 4.7500000000000001E-2 | 0.05 | 0.057 | 0.06 | 2023-01-13 | [7 empty] | 2023-05-12 00:00:00 | 53.594 | -2.4203
DATA NOT AVAILABLE | DATA NOT AVAILABLE | ENERGY GAIN UK LTD | OLDHAM STREET DENTON, MANCHESTER, M34 3SA |  |  |  |  | M34 3SA | ENGLAND | 391549.55699999997 | 395204.23300000001 | STALYBRIDGE | DROYLSDEN GRID | DENTON WEST (100111) | 0.4 | ELECTRICITY NORTH WEST LIMITED | PV | NO | 0 | 0 | 0.16 |  |  |  | 0 | 0 | 0 |  |  |  | 0 | 0 | 0 |  | ACCEPTED TO CONNECT | 0 |  |  | 0 | 0 |  | 0.16 | 0.152 | 0.16 | 0.2185 | 0.23 | 2023-02-27 | [7 empty] | 2023-05-12 00:00:00 | 53.4535 | -2.1287
DATA NOT AVAILABLE | DATA NOT AVAILABLE |  | TOTAL FITNESS ALTRINCHAM, DENMARK STREET, ALTRINCHAM | HEALTH AND REHABILITATION CENTRE, | DENMARK STREET, | ALTRINCHAM | GREATER MANCHESTER | WA14 2SS | ENGLAND | 376705.93599999999 | 387574.87699999998 | CARRINGTON | ALTRINCHAM GRID | BOWDON (100105) | 0.4 | ELECTRICITY NORTH WEST LIMITED | MINI CHP (<1MW) |  | 0 | 0 | 0.25 |  |  |  | 0 | 0 | 0 |  |  |  | 0 | 0 | 0 |  | ACCEPTED TO CONNECT | 0 |  |  | 0 | 0 |  | 0.25 | 0 | 0 | 0.3762 | 0.396 | 2020-12-18 | [7 empty] | 2023-05-12 00:00:00 | 53.3845 | -2.3517
DATA NOT AVAILABLE | DATA NOT AVAILABLE | GEO GREEN POWER | MACCLESFIELD AUDI, STAR LN, MACC, | CAR SHOWROOM, | STAR LANE, | MACCLESFIELD | CHESHIRE | SK11 7TX | ENGLAND | 391624.53 | 371599.28 | MACC SUPER GRID | MACC SUPER GRID | SOUTH EAST MACC (303023) | 0.4 | ELECTRICITY NORTH WEST LIMITED | PV | NO | 0 | 0 | 0.08 |  |  |  | 0 | 0 | 0 |  |  |  | 0 | 0 | 0 |  | ACCEPTED TO CONNECT | 0 |  |  | 0 | 0 |  | 0.08 | 5.7000000000000002E-2 | 0.06 | 0.10355 | 0.109 | 2022-07-04 | [7 empty] | 2023-05-12 00:00:00 | 53.2414 | -2.127
DATA NOT AVAILABLE | DATA NOT AVAILABLE |  | UNIT 2 RUPERT HOUSE |  |  |  |  | SK12 1PQ | ENGLAND | 391633.46 | 382540.89799999999 | BREDBURY | HAZEL GROVE GRID | POYNTON (301976) | 0.4 | ELECTRICITY NORTH WEST LIMITED | PV | NO | 0 | 0 | 0.05 |  |  |  | 0 | 0 | 0 |  |  |  | 0 | 0 | 0 |  | ACCEPTED TO CONNECT | 0 |  |  | 0 | 0 |  | 0.05 |  |  | 0.076 | 0.08 | 2021-11-18 | [7 empty] | 2023-05-12 00:00:00 | 53.3397 | -2.1271
DATA NOT AVAILABLE | DATA NOT AVAILABLE | ENERGISE CONTRACTIONG LTD | 712 THE QUADRANT, CAVENDISH AVENUE, BIRCHWOOD, WARRINGTON | WERFEN LTD, 712, THE QUADRANT, | CAVENDISH AVENUE, BIRCHWOOD | WARRINGTON | CHESHIRE | WA3 6DE | ENGLAND | 365674.24599999998 | 392352.804 | BOLD | GOLBORNE | CULCHETH (205310) | 0.4 | ELECTRICITY NORTH WEST LIMITED | PV |  | 0 | 0 | 0.1 |  |  |  | 0 | 0 | 0 |  |  |  | 0 | 0 | 0 |  | ACCEPTED TO CONNECT | 0 |  |  | 0 | 0 |  | 0.1 | 8.3599999999999994E-2 | 8.7999999999999995E-2 | 0.0684 | 0.072 | 2020-12-03 | [7 empty] | 2023-05-12 00:00:00 | 53.4268 | -2.518
DATA NOT AVAILABLE | DATA NOT AVAILABLE |  | THREE NOOKS WOOD, WEETON ROAD, WESHAM | THREE NOOKS WOOD, | WEETON ROAD, WESHAM | PRESTON | LANCASHIRE | PR4 3NA | ENGLAND | 340315 | 434012 | PENWORTHAM WEST GSP - STANAH | PEEL | HALL CROSS (400407) | 0.4 | ELECTRICITY NORTH WEST LIMITED | PV | NO | 0 | 0 | 0.138 |  |  |  | 0 | 0 | 0 |  |  |  | 0 | 0 | 0 |  | ACCEPTED TO CONNECT | 0 |  |  | 0 | 0 |  | 0.138 | 0.1045 | 0.11 | 0.19 | 0.2 | 2021-05-28 | [7 empty] | 2023-05-12 00:00:00 | 53.799 | -2.9076
DATA NOT AVAILABLE | DATA NOT AVAILABLE | PERFECT SENSE ENERGY | UNIT C MCKENZIE INDUSTRIAL PARK BIRD HALL LANE | AVTECH HOUSE, | BIRD HALL LANE, | STOCKPORT | CHESHIRE | SK3 0XX | ENGLAND | 387739.26299999998 | 388652.53700000001 | BREDBURY | ADSWOOD GRID | CHEADLE HEATH (301208) | 0.4 | ELECTRICITY NORTH WEST LIMITED | PV |  | 0 | 0 | 0.067 |  |  |  | 0 | 0 | 0 |  |  |  | 0 | 0 | 0 |  | ACCEPTED TO CONNECT | 0 |  |  | 0 | 0 |  | 0.067 |  |  | 0.28405 | 0.299 | 2022-05-19 | [7 empty] | 2023-05-12 00:00:00 | 53.3946 | -2.1858
DATA NOT AVAILABLE | DATA NOT AVAILABLE | GREATER MANCHESTER COMBINED AUTHORI | BURY COMMUNITY FIRE STATION, MAGDALENE RD, BURY | COMMUNITY FIRE STATION, | GORDON STREET, | BURY | LANCASHIRE | BL9 0JU | ENGLAND | 380219.315 | 411335.08299999998 | KEARSLEY GSP | BURY GRID | CHAMBERHALL (200205) | 0.4 | ELECTRICITY NORTH WEST LIMITED | PV |  | 0 | 0 | 0.0902 |  |  |  | 0 | 0 | 0 |  |  |  | 0 | 0 | 0 |  | ACCEPTED TO CONNECT | 0 |  |  | 0 | 0 |  | 0.0902 | 8.5690000000000002E-2 | 9.0200000000000002E-2 | 0.057 | 0.06 | 2021-06-15 | [7 empty] | 2023-05-12 00:00:00 | 53.5982 | -2.3004
DATA NOT AVAILABLE | DATA NOT AVAILABLE | TOTAL FITNESS HEALTH CLUBS LTD | TOTAL FITNESS WILMSLOW, WILMSLOW WAY, HANDFORTH, WILMSLOW |  |  |  |  | SK9 3PE | ENGLAND | 386998.88 | 383634.29100000003 | SOUTH MANCHESTER GSP | MOSS NOOK GRID | HANDFORTH (302898) | 0.4 | ELECTRICITY NORTH WEST LIMITED | MINI CHP (<1MW) |  | 0 | 0 | 0.32 |  |  |  | 0 | 0 | 0 |  |  |  | 0 | 0 | 0 |  | ACCEPTED TO CONNECT | 0 |  |  | 0 | 0 |  | 0.32 | 0 | 0 | 0.4446 | 0.468 | 2021-02-17 | [7 empty] | 2023-05-12 00:00:00 | 53.3494 | -2.1968
DATA NOT AVAILABLE | DATA NOT AVAILABLE | CENTRECO (UK) LTD | METAMARK (UK) LTD - COATING |  | 3A, THETIS ROAD | LANCASTER | LANCASHIRE | LA1 5QP | ENGLAND | 346142 | 461804 | HEYSHAM | LANCASTER | SPRING GDN ST (609906) | 0.4 | ELECTRICITY NORTH WEST LIMITED | PV | NO | 0 | 0 | 0.12 |  |  |  | 0 | 0 | 0 |  |  |  | 0 | 0 | 0 |  | ACCEPTED TO CONNECT | 0 |  |  | 0 | 0 |  | 0.12 | 7.5999999999999998E-2 | 0.08 | 0.1615 | 0.17 | 2022-12-21 | [7 empty] | 2023-05-12 00:00:00 | 54.0494 | -2.8241
DATA NOT AVAILABLE | DATA NOT AVAILABLE | AIRIS ENERGY SOLUTIONS LTD | BRIGHT ENGINEERING (PRECISION PRODUCTS) LTD CARRSIDE, LOMESHAYE INDUSTRIAL ESTATE, NELSON,LANCSAHIRE | BRIGHT ENGINEERING (PRECISION PRODUCTS) LTD CARRSIDE | LOMESHAYE INDUSTRIAL ESTATE | NELSON | LANCSAHIRE | BB9 6RX | ENGLAND | 384562 | 437992 | PADIHAM - ROCHDALE GSP | NELSON GSP | SPRING COTT (400047) | 0.4 | ELECTRICITY NORTH WEST LIMITED | PV | NO | 0 | 0 | 0.086 |  |  |  | 0 | 0 | 0 |  |  |  | 0 | 0 | 0 |  | CONNECTED | 0.086 | 8.1700000000000009E-2 | 8.5999999999999993E-2 | 0.228 | 0.24 | 2023-04-24 | 0 |  |  | 0 | 0 | [8 empty] | 2023-06-05 00:00:00 | 53.8379 | -2.2361
DATA NOT AVAILABLE | DATA NOT AVAILABLE | ENVIRONMENTAL ROOFING SERVICES LTD | 455 MANCHESTER ROAD BOLTON, |  |  |  |  | BL3 2RG | ENGLAND | 372933 | 407663 | KEARSLEY GSP | BOLTON GRID | BRADSHAWGATE (200108) | 0.4 | ELECTRICITY NORTH WEST LIMITED | PV | NO | 0 | 0 | 0.09 |  |  |  | 0 | 0 | 0 |  |  |  | 0 | 0 | 0 |  | ACCEPTED TO CONNECT | 0 |  |  | 0 | 0 |  | 0.09 | 5.0349999999999992E-2 | 5.2999999999999999E-2 | 0.0665 | 0.07 | 2023-02-13 | [7 empty] | 2023-05-12 00:00:00 | 53.5649 | -2.4101
DATA NOT AVAILABLE | DATA NOT AVAILABLE |  | HOPE SCHOOL & COLLEGE, MONTROSE AVENUE WIGAN |  |  |  |  | WN5 8XL | ENGLAND | 355221.20600000001 | 405397.08100000001 | WASHWAY FARM GSP - KIRKBY GSP | ORRELL BSP | KITT GRN (200406) | 0.4 | ELECTRICITY NORTH WEST LIMITED | PV | NO | 0 | 0 | 0.146 |  |  |  | 0 | 0 | 0 |  |  |  | 0 | 0 | 0 |  | ACCEPTED TO CONNECT | 0 |  |  | 0 | 0 |  | 0.146 |  |  | 0 | 0 | 2021-09-08 | [7 empty] | 2023-05-12 00:00:00 | 53.5433 | -2.6772
DATA NOT AVAILABLE | DATA NOT AVAILABLE | EDEN SUSTAINABLE LTD | UNITS 11 & 12, NEWHOUSE RD, ACCRINGTON | UNITS 11 & 12, | NEWHOUSE ROAD, HUNCOAT INDUSTRIAL ESTATE | ACCRINGTON | LANCASHIRE | BB5 6NT | ENGLAND | 376582 | 430060 | PADIHAM - ROCHDALE GSP | HUNCOAT | STRAWBERRY BANK (400012) | 0.4 | ELECTRICITY NORTH WEST LIMITED | PV | NO | 0 | 0 | 0.39 |  |  |  | 0 | 0 | 0 |  |  |  | 0 | 0 | 0 |  | ACCEPTED TO CONNECT | 0 |  |  | 0 | 0 |  | 0.39 | 0.3705 | 0.39 | 0.285 | 0.3 | 2021-10-25 | [7 empty] | 2023-05-12 00:00:00 | 53.7664 | -2.3567
DATA NOT AVAILABLE | DATA NOT AVAILABLE | ENERGY GAIN UK LTD | ADDISON COURT NURSING HOME, ADDISON ST, ACCRINGTON |  |  |  |  | BB5 6AG | ENGLAND | 376201 | 429130 | PADIHAM - ROCHDALE GSP | HUNCOAT | STRAWBERRY BANK (400012) | 0.4 | ELECTRICITY NORTH WEST LIMITED | PV | NO | 0 | 0 | 0.08 |  |  |  | 0 | 0 | 0 |  |  |  | 0 | 0 | 0 |  | ACCEPTED TO CONNECT | 0 |  |  | 0 | 0 |  | 0.08 |  |  | 0 | 0 | 2021-10-15 | [7 empty] | 2023-05-12 00:00:00 | 53.758 | -2.3624
DATA NOT AVAILABLE | DATA NOT AVAILABLE |  | MANCHESTER RD BARLOW FOLD, BURY, |  |  |  |  | BL9 9SX | ENGLAND | 380675 | 408228 | KEARSLEY GSP | BURY GRID | DUMERS LN (200214) | 0.4 | ELECTRICITY NORTH WEST LIMITED | PV | NO | 0 | 0 | 0.06 |  |  |  | 0 | 0 | 0 |  |  |  | 0 | 0 | 0 |  | ACCEPTED TO CONNECT | 0 |  |  | 0 | 0 |  | 0.06 | 5.7000000000000002E-2 | 0.06 | 0.09025 | 0.095 | 2023-02-20 | [7 empty] | 2023-05-12 00:00:00 | 53.5703 | -2.2933
DATA NOT AVAILABLE | DATA NOT AVAILABLE | EON ENERGY INSTALLATION SERVICES LT | 41 SHEFFIELD RD, GLOSSOP, DERBYSHIRE, SK13 8QJ |  |  |  |  | SK13 8QJ | ENGLAND | 393574 | 417027 | STALYBRIDGE | HYDE GRID | GLOSSOP (300913) | 0.23 | ELECTRICITY NORTH WEST LIMITED | PV |  | 0 | 0 | 0.098 |  |  |  | 0 | 0 | 0 |  |  |  | 0 | 0 | 0 |  | ACCEPTED TO CONNECT | 0 |  |  | 0 | 0 |  | 0.098 | 9.6140000000000003E-2 | 0.1012 | 0.285 | 0.3 | 2022-01-31 | [7 empty] | 2023-05-12 00:00:00 | 53.6497 | -2.0987
DATA NOT AVAILABLE | DATA NOT AVAILABLE |  | CIVIC CENTRE, WEST PADDOCK, LEYLAND |  |  |  |  | PR25 1DH | ENGLAND | 353587 | 421758 | PENWORTHAM WEST GSP - STANAH | LEYLAND BSP | SEVEN STARS (400219) | 0.4 | ELECTRICITY NORTH WEST LIMITED | PV |  | 0 | 0 | 0.1 |  |  |  | 0 | 0 | 0 |  |  |  | 0 | 0 | 0 |  | ACCEPTED TO CONNECT | 0 |  |  | 0 | 0 |  | 0.1 | 9.5000000000000001E-2 | 0.1 | 0.133 | 0.14 | 2021-06-15 | [7 empty] | 2023-05-12 00:00:00 | 53.6902 | -2.7043
DATA NOT AVAILABLE | DATA NOT AVAILABLE | DHS SOLFEX LTD | CIVIC CENTRE, WEST PADDOCK, LEYLAND |  |  |  |  | PR25 1DH | ENGLAND | 353277.67300000001 | 421680.52 | PENWORTHAM WEST GSP - STANAH | LEYLAND BSP | SEVEN STARS (400219) | 0.4 | ELECTRICITY NORTH WEST LIMITED | PV |  | 0 | 0 | 0.055 |  |  |  | 0 | 0 | 0 |  |  |  | 0 | 0 | 0 |  | ACCEPTED TO CONNECT | 0 |  |  | 0 | 0 |  | 0.055 | 5.2249999999999998E-2 | 5.5E-2 | 0 | 0 | 2020-01-20 | [7 empty] | 2023-05-12 00:00:00 | 53.6895 | -2.709
DATA NOT AVAILABLE | DATA NOT AVAILABLE |  | TK MAX, 2 MOLESWORTH ST, ROCHDALE, OL16 1TS |  |  |  |  | OL16 1TS | ENGLAND | 390266 | 413335 | PADIHAM - ROCHDALE GSP | ROCHDALE CENTRAL | ROCHDALE CENTRAL PRIMARY (304882) | 0.4 | ELECTRICITY NORTH WEST LIMITED | PV | NO | 0 | 0 | 0.15 |  |  |  | 0 | 0 | 0 |  |  |  | 0 | 0 | 0 |  | ACCEPTED TO CONNECT | 0 |  |  | 0 | 0 |  | 0.15 | 0.14249999999999999 | 0.15 | 0.1425 | 0.15 | 2021-07-27 | [7 empty] | 2023-05-12 00:00:00 | 53.6165 | -2.1486
DATA NOT AVAILABLE | DATA NOT AVAILABLE |  | ST. LUKES PRIMARY SCHOOL QUEENS PARK RD, HEYWOOD, |  |  |  |  | OL10 4XB | ENGLAND | 385734.87 | 411299.935 | PADIHAM - ROCHDALE GSP | CASTLETON | HEYWOOD (200115) | 0.4 | ELECTRICITY NORTH WEST LIMITED | PV |  | 0 | 0 | 0.054 |  |  |  | 0 | 0 | 0 |  |  |  | 0 | 0 | 0 |  | ACCEPTED TO CONNECT | 0 |  |  | 0 | 0 |  | 0.054 | 5.1299999999999998E-2 | 5.3999999999999999E-2 | 0.057 | 0.06 | 2021-03-26 | [7 empty] | 2023-05-12 00:00:00 | 53.5981 | -2.217
DATA NOT AVAILABLE | DATA NOT AVAILABLE | TRAFFORD COUNCIL | PSDS DELAMERE SCHOOL, 91 IRLAM ROAD, URMSTON |  |  |  |  | M41 6AP | ENGLAND | 373861.21299999999 | 394624.86 | CARRINGTON | BARTON | CHASSEN RD (100608) | 0.4 | ELECTRICITY NORTH WEST LIMITED | PV |  | 0 | 0 | 0.068 |  |  |  | 0 | 0 | 0 |  |  |  | 0 | 0 | 0 |  | ACCEPTED TO CONNECT | 0 |  |  | 0 | 0 |  | 0.068 | 6.4599999999999991E-2 | 6.8000000000000005E-2 | 0.114 | 0.12 | 2021-06-16 | [7 empty] | 2023-05-12 00:00:00 | 53.4477 | -2.395
DATA NOT AVAILABLE | DATA NOT AVAILABLE |  | KRATOS ANALYTICAL LTD, TRAFFORD WHARF RD, STRETFORD, MANCHESTER |  |  |  |  | M17 1GP | ENGLAND | 380792.54 | 396682.56 | SOUTH MANCHESTER GSP | STRETFORD GRID | TRAFFORD (100634) | 0.4 | ELECTRICITY NORTH WEST LIMITED | PV |  | 0 | 0 | 0.18975 |  |  |  | 0 | 0 | 0 |  |  |  | 0 | 0 | 0 |  | ACCEPTED TO CONNECT | 0 |  |  | 0 | 0 |  | 0.18975 | 0.25650000000000001 | 0.27 | 0.1539 | 0.162 | 2019-02-06 | [7 empty] | 2023-05-12 00:00:00 | 53.4665 | -2.2908
DATA NOT AVAILABLE | DATA NOT AVAILABLE |  | WOW BUILDING, ABP, BARROW |  |  |  |  | LA14 2TB | ENGLAND | 319836 | 467326 | HARKER - HUTTON | SANDGATE | SANDGATE PRIMARY (609004) | 0.4 | ELECTRICITY NORTH WEST LIMITED | PV | NO | 0 | 0 | 0.0828 |  |  |  | 0 | 0 | 0 |  |  |  | 0 | 0 | 0 |  | ACCEPTED TO CONNECT | 0 |  |  | 0 | 0 |  | 0.0828 | 7.884999999999999E-2 | 8.3000000000000004E-2 | 0.38 | 0.4 | 2021-04-13 | [7 empty] | 2023-05-12 00:00:00 | 54.0956 | -3.2272
DATA NOT AVAILABLE | DATA NOT AVAILABLE |  | LP TECHNOLOGY LTD 76 STATION ROAD, PADIHAM, BURNLEY, |  |  |  |  | BB12 8EF | ENGLAND | 379434.43900000001 | 433614.08899999998 | PADIHAM - ROCHDALE GSP | PADIHAM BSP | PADIHAM BSP (400071) | 0.4 | ELECTRICITY NORTH WEST LIMITED | PV | NO | 0 | 0 | 0.11 |  |  |  | 0 | 0 | 0 |  |  |  | 0 | 0 | 0 |  | ACCEPTED TO CONNECT | 0 |  |  | 0 | 0 |  | 0.11 | 0.1045 | 0.11 | 0.209 | 0.22 | 2023-01-03 | [7 empty] | 2023-05-12 00:00:00 | 53.7984 | -2.3137
DATA NOT AVAILABLE | DATA NOT AVAILABLE |  | GORTON DISTRICT CENTRE, GARRATT WAY, MANCHESTER |  |  |  |  | M18 8LD | ENGLAND | 388691.56 | 396196.2 | STALYBRIDGE | DROYLSDEN GRID | DENTON WEST (100111) | 0.4 | ELECTRICITY NORTH WEST LIMITED | PV | NO | 0 | 0 | 0.1 |  |  |  | 0 | 0 | 0 |  |  |  | 0 | 0 | 0 |  | ACCEPTED TO CONNECT | 0 |  |  | 0 | 0 |  | 0.1 | 9.5000000000000001E-2 | 0.1 | 0.2375 | 0.25 | 2020-06-03 | [7 empty] | 2023-05-12 00:00:00 | 53.4624 | -2.1718
DATA NOT AVAILABLE | DATA NOT AVAILABLE |  | PSDS - MOSS SIDE LEISURE CENTRE, MOSS LANE EAST, MOSS SIDE, MANCHESTER |  |  |  |  | M15 5NN | ENGLAND | 383653.39 | 396074.51 | BREDBURY | LONGSIGHT GRID | MOSS SIDE (100122) | 0.4 | ELECTRICITY NORTH WEST LIMITED | PV |  | 0 | 0 | 0.22 |  |  |  | 0 | 0 | 0 |  |  |  | 0 | 0 | 0 |  | ACCEPTED TO CONNECT | 0 |  |  | 0 | 0 |  | 0.22 | 0.18905 | 0.19900000000000001 | 0.266 | 0.28 | 2021-06-29 | [7 empty] | 2023-05-12 00:00:00 | 53.4612 | -2.2477
DATA NOT AVAILABLE | DATA NOT AVAILABLE | TOTAL FITNESS HEALTH CLUBS LTD | TOTAL FITNESS WHITEFIELD, ELMS STREET, MANCHESTER | FITNESS CENTRE, | GEORGE STREET, WHITEFIELD | MANCHESTER | LANCASHIRE | M45 7SZ | ENGLAND | 380459.51799999998 | 406395.891 | KEARSLEY LOCAL 33KV | KEARSLEY LOCAL 33KV | MOSS LN (200213) | 0.4 | ELECTRICITY NORTH WEST LIMITED | MINI CHP (<1MW) |  | 0 | 0 | 0.2 |  |  |  | 0 | 0 | 0 |  |  |  | 0 | 0 | 0 |  | ACCEPTED TO CONNECT | 0 |  |  | 0 | 0 |  | 0.2 | 0 | 0 | 0.31065 | 0.327 | 2021-02-17 | [7 empty] | 2023-05-12 00:00:00 | 53.5538 | -2.2964
DATA NOT AVAILABLE | DATA NOT AVAILABLE | AECOM UK LTD | STALYHILL JUNIOR SCHOOL 8 HEREFORD WAY, STALYBRIDGE, SK15 2TD |  |  |  |  | SK15 2TD | ENGLAND | 397437.549 | 398210.337 | STALYBRIDGE | HEYROD | HEYROD PRY (300332) | 0.4 | ELECTRICITY NORTH WEST LIMITED | PV | NO | 0 | 0 | 0.053 |  |  |  | 0 | 0 | 0 |  |  |  | 0 | 0 | 0 |  | ACCEPTED TO CONNECT | 0 |  |  | 0 | 0 |  | 0.053 | 2.8500000000000001E-2 | 0.03 | 0.057 | 0.06 | 2023-03-07 | [7 empty] | 2023-05-12 00:00:00 | 53.4806 | -2.0401
DATA NOT AVAILABLE | DATA NOT AVAILABLE | LOVE SOLAR LTD | UNIT 4, DERWENT HOWE IND ESTATE, WORKINGTON | UNIT 4, | DERWENT DRIVE, DERWENT HOWE INDUSTRIAL ESTATE | WORKINGTON | CUMBRIA | CA14 3YW | ENGLAND | 299271.45600000001 | 528656.62 | HARKER - HUTTON | STAINBURN | ANNIE PIT (609303) | 0.4 | ELECTRICITY NORTH WEST LIMITED | PV | NO | 0 | 0 | 0.08 |  |  |  | 0 | 0 | 0 |  |  |  | 0 | 0 | 0 |  | ACCEPTED TO CONNECT | 0 |  |  | 0 | 0 |  | 0.08 | 4.2750000000000003E-2 | 4.4999999999999998E-2 | 0.057 | 0.06 | 2022-11-30 | [7 empty] | 2023-05-12 00:00:00 | 54.6429 | -3.5624
DATA NOT AVAILABLE | DATA NOT AVAILABLE | SOLAR OPTIONS FOR SCHOOLS | LANCASTER ROYAL GRAMMAR, EAST RD, LANCASTER | LANCASTER ROYAL GRAMMAR SCHOOL, | EAST ROAD, | LANCASTER | LANCASHIRE | LA1 3EF | ENGLAND | 348345.31099999999 | 461523.68699999998 | HEYSHAM | LANCASTER | SPRING GDN ST (609906) | 0.4 | ELECTRICITY NORTH WEST LIMITED | PV |  | 0 | 0 | 0.11 |  |  |  | 0 | 0 | 0 |  |  |  | 0 | 0 | 0 |  | ACCEPTED TO CONNECT | 0 |  |  | 0 | 0 |  | 0.11 | 0.1045 | 0.11 | 0 | 0 | 2020-02-10 | [7 empty] | 2023-05-12 00:00:00 | 54.0471 | -2.7904
DATA NOT AVAILABLE | DATA NOT AVAILABLE | THERMOSEAL GROUP WIGAN | MUNSTER CASTLE, RAVENGLASS | MUNCASTER CASTLE, | MUNCASTER | RAVENGLASS | CUMBRIA | CA18 1RQ | ENGLAND | 310383 | 496506 | HARKER - HUTTON | EGREMONT | CARLETON (609364) | 0.4 | ELECTRICITY NORTH WEST LIMITED | PV | NO | 0 | 0 | 0.0828 |  |  |  | 0 | 0 | 0 |  |  |  | 0 | 0 | 0 |  | ACCEPTED TO CONNECT | 0 |  |  | 0 | 0 |  | 0.0828 | 7.8659999999999994E-2 | 8.2799999999999999E-2 | 0.057 | 0.06 | 2021-02-18 | [7 empty] | 2023-05-12 00:00:00 | 54.3562 | -3.3805
DATA NOT AVAILABLE | DATA NOT AVAILABLE | SHAWTON ENERGY | SWIFT DENTAL SMITHS ROAD, BOLTON, | LAKESIDE HOUSE, WATERSIDE INDUSTRIAL PARK | SMITHS ROAD, | BOLTON | LANCASHIRE | BL3 2QJ | ENGLAND | 373686 | 407418 | KEARSLEY GSP | BOLTON GRID | SPA RD (200102) | 0.4 | ELECTRICITY NORTH WEST LIMITED | PV | NO | 0 | 0 | 0.08 |  |  |  | 0 | 0 | 0 |  |  |  | 0 | 0 | 0 |  | CONNECTED | 0.08 | 7.5999999999999998E-2 | 0.08 | 0.1045 | 0.11 | 2023-06-28 | 0 |  |  | 0 | 0 | [8 empty] | 2023-08-14 00:00:00 | 53.5627 | -2.3987
DATA NOT AVAILABLE | DATA NOT AVAILABLE |  | THE TYTHERINGTON CLUB, TYTHERINGTON, MACCLESFIELD |  |  |  |  | SK10 2JP | ENGLAND | 391392.62099999998 | 376121.12900000002 | MACC SUPER GRID | MACC SUPER GRID | WITHYFOLD DR (302196) | 0.4 | ELECTRICITY NORTH WEST LIMITED | NATURAL GAS | YES | 0 | 0 | 0.1 |  |  |  | 0 | 0 | 0 |  |  |  | 0 | 0 | 0 |  | ACCEPTED TO CONNECT | 0 |  |  | 0 | 0 |  | 0.1 | 9.5000000000000001E-2 | 0.1 | 0.285 | 0.3 | 2020-04-23 | [7 empty] | 2023-05-12 00:00:00 | 53.282 | -2.1306
DATA NOT AVAILABLE | DATA NOT AVAILABLE | CENTRECO (UK) LTD | UNIT 1 ARDENT WAY, PRESTWICH, MANCHESTER | UNIT A, | ARDENT WAY, PRESTWICH | MANCHESTER | LANCASHIRE | M25 9WE | ENGLAND | 381956.44199999998 | 402354.77799999999 | KEARSLEY GSP | AGECROFT BSP | PRESTWICH (100627) | 0.4 | ELECTRICITY NORTH WEST LIMITED | PV |  | 0 | 0 | 0.088 |  |  |  | 0 | 0 | 0 |  |  |  | 0 | 0 | 0 |  | ACCEPTED TO CONNECT | 0 |  |  | 0 | 0 |  | 0.088 | 7.5999999999999998E-2 | 0.08 | 0 | 0 | 2022-05-05 | [7 empty] | 2023-05-12 00:00:00 | 53.5176 | -2.2736
DATA NOT AVAILABLE | DATA NOT AVAILABLE | TOTAL FITNESS HEALTH CLUBS LTD | TOTAL FITNESS WALKDEN, 19 NEW ELLESMERE APPROACH ROAD, WORSLEY, MANCHESTER | HEALTH STUDIO TOTAL FITNESS UK LTD, 6-8, | NEW ELLESMERE APPROACH, WORSLEY | MANCHESTER | LANCASHIRE | M28 3EE | ENGLAND | 373413 | 403631 | KEARSLEY LOCAL 33KV | KEARSLEY LOCAL 33KV | HILL TOP (205320) | 11 | ELECTRICITY NORTH WEST LIMITED | NATURAL GAS |  | 0 | 0 | 0.266 |  |  |  | 0 | 0 | 0 |  |  |  | 0 | 0 | 0 |  | ACCEPTED TO CONNECT | 0 |  |  | 0 | 0 |  | 0.266 | 0.25269999999999998 | 0.26600000000000001 | 0.2527 | 0.266 | 2022-03-14 | [7 empty] | 2023-05-12 00:00:00 | 53.5287 | -2.4025
DATA NOT AVAILABLE | DATA NOT AVAILABLE | RK RENEWABLES LTD | HETHER BANK FARM,SMITHFIELD,KIRKLINTON,CARLISLE |  |  | CARLISLE | CUMBRIA | CA6 6AZ | ENGLAND | 343555 | 565732 | HARKER - HUTTON | SPADEADAM | EASTON (609612) | 0.4 | ELECTRICITY NORTH WEST LIMITED | PV | NO | 0 | 0 | 0.05 |  |  |  | 0 | 0 | 0 |  |  |  | 0 | 0 | 0 |  | ACCEPTED TO CONNECT | 0 |  |  | 0 | 0 |  | 0.05 | 4.7500000000000001E-2 | 0.05 | 0.1425 | 0.15 | 2023-02-22 | [7 empty] | 2023-05-16 00:00:00 | 54.983 | -2.8835
DATA NOT AVAILABLE | DATA NOT AVAILABLE | ARD-SOLAR PV | FURNESS FISH 1, MOOR LANE, FLOOKBRUGH |  |  | FLOOKBURGH | CUMBRIA | LA11 7LZ | ENGLAND | 336941 | 474960 | HARKER - HUTTON | ULVERSTON | GRANGE (609040) | 0.4 | ELECTRICITY NORTH WEST LIMITED | PV | NO | 0 | 0 | 0.06 |  |  |  | 0 | 0 | 0 |  |  |  | 0 | 0 | 0 |  | ACCEPTED TO CONNECT | 0 |  |  | 0 | 0 |  | 0.06 | 5.6999999999999995E-2 | 0.06 | 0.00095 | 0.001 | 2022-08-19 | [7 empty] | 2023-05-16 00:00:00 | 54.1665 | -2.9673
DATA NOT AVAILABLE | DATA NOT AVAILABLE | G59 PROJECTS | CLIFTON HALL FARM, CLIFTON, PENRITH |  |  | PENRITH | CUMBRIA | CA10 2EA | ENGLAND | 353319 | 526832 | HARKER - HUTTON | PENRITH BSP | NEWBY (609656) | 0.4 | ELECTRICITY NORTH WEST LIMITED | PV | NO | 0 | 0 | 0.06 |  |  |  | 0 | 0 | 0 |  |  |  | 0 | 0 | 0 |  | ACCEPTED TO CONNECT | 0 |  |  | 0 | 0 |  | 0.06 | 5.6999999999999995E-2 | 0.06 | 0.00095 | 0.001 | 2023-02-13 | [7 empty] | 2023-05-16 00:00:00 | 54.6344 | -2.7247
DATA NOT AVAILABLE | DATA NOT AVAILABLE | LOVE SOLAR LTD | LAKELAND EGGS, EAMONT CROFT, RHEGED, STAINTON |  |  | STAINTON | CUMBRIA | CA11 0EB | ENGLAND | 349477 | 527827 | HARKER - HUTTON | PENRITH BSP | NEWTONGATE (609668) | 0.4 | ELECTRICITY NORTH WEST LIMITED | PV | NO | 0 | 0 | 0.05 |  |  |  | 0 | 0 | 0 |  |  |  | 0 | 0 | 0 |  | ACCEPTED TO CONNECT | 0 |  |  | 0 | 0 |  | 0.05 | 2.375E-2 | 2.5000000000000001E-2 | 0.019 | 0.02 | 2023-01-31 | [7 empty] | 2023-05-16 00:00:00 | 54.643 | -2.7844
DATA NOT AVAILABLE | DATA NOT AVAILABLE | BIG SOLAR CO-OP | THE PENCIL FACTORY, KESWICK, CUMBRIA |  |  | KESWICK | CUMBRIA | CA12 5NG | ENGLAND | 326534 | 523835 | HARKER - HUTTON | STAINBURN | KESWICK (609308) | 0.4 | ELECTRICITY NORTH WEST LIMITED | PV | NO | 0 | 0 | 0.135 |  |  |  | 0 | 0 | 0 |  |  |  | 0 | 0 | 0 |  | ACCEPTED TO CONNECT | 0 |  |  | 0 | 0 |  | 0.135 | 0.12825 | 0.13500000000000001 | 0.11495 | 0.121 | 2023-02-01 | [7 empty] | 2023-05-16 00:00:00 | 54.6043 | -3.1388
DATA NOT AVAILABLE | DATA NOT AVAILABLE | ECO RENEWABLES GROUP LIMITED | CHORLEY NISSAN, ACKHURST ROAD, CHORLEY |  |  | CHORLEY | LANCASHIRE | PR7 1NN | ENGLAND | 356890 | 417772 | PENWORTHAM WEST GSP - STANAH | WRIGHTINGTON | WOODFIELD RD (400215) | 0.4 | ELECTRICITY NORTH WEST LIMITED | PV | NO | 0 | 0 | 0.05 |  |  |  | 0 | 0 | 0 |  |  |  | 0 | 0 | 0 |  | ACCEPTED TO CONNECT | 0 |  |  | 0 | 0 |  | 0.05 | 4.7500000000000001E-2 | 0.05 | 0.1368 | 0.144 | 2023-03-31 | [7 empty] | 2023-05-16 00:00:00 | 53.6547 | -2.6537
DATA NOT AVAILABLE | DATA NOT AVAILABLE | ESP ELECTRICITY LTD | WILSON PIT YARD PV ROTTINGTON, WHITEHAVEN, CUMBRIA |  |  | WHITEHAVEN | CUMBRIA | CA28 9UR | ENGLAND | 297180 | 515386 | HARKER - HUTTON | EGREMONT | SLIPWAY (609355) | 11 | ELECTRICITY NORTH WEST LIMITED | PV | NO | 0 | 0 | 0.05 |  |  |  | 0 | 0 | 0 |  |  |  | 0 | 0 | 0 |  | ACCEPTED TO CONNECT | 0 |  |  | 0 | 0 |  | 0.05 | 4.7500000000000001E-2 | 0.05 | 0.6175 | 0.65 | 2023-03-20 | [7 empty] | 2023-05-16 00:00:00 | 54.5233 | -3.5901
DATA NOT AVAILABLE | DATA NOT AVAILABLE | SQUARE 4 SERVICES LTD | LIDL FOOD STORE - PRINCESS ROAD, ASHTON IN MAKERFIELD, |  |  | ASHTON IN MAKERFIELD | LANCASHIRE | WN4 9DA | ENGLAND | 357975 | 399162 | BOLD | GOLBORNE | HAYDOCK PRY (200400) | 0.4 | ELECTRICITY NORTH WEST LIMITED | PV | NO | 0 | 0 | 0.16 |  |  |  | 0 | 0 | 0 |  |  |  | 0 | 0 | 0 |  | CONNECTED | 0.16 | 0.152 | 0.16 | 0.1995 | 0.21 | 2023-09-28 | 0 |  |  | 0 | 0 | [8 empty] | 2023-11-10 00:00:00 | 53.4875 | -2.6348
DATA NOT AVAILABLE | DATA NOT AVAILABLE | LAKES SOLAR LTD | CROOKLANDS HOTEL, CROOKLANDS, MILNTHORPE, CUMBRIA | CROOKLANDS HOTEL CROOKLANDS |  | MILNTHORPE | CUMBRIA | LA7 7NW | ENGLAND | 353637 | 483654 | HARKER - HUTTON | KENDAL-PARKSIDE RD | WHASSET | 0.4 | ELECTRICITY NORTH WEST LIMITED | PV | NO | 0 | 0 | 0.1 |  |  |  | 0 | 0 | 0 |  |  |  | 0 | 0 | 0 |  | CONNECTED | 0.1 |  |  | 0.07885 | 0.083 | 2023-01-12 | 0 |  |  | 0 | 0 | [8 empty] | 2023-05-16 00:00:00 | 54.2465 | -2.713
DATA NOT AVAILABLE | DATA NOT AVAILABLE | SOL PV GROUP LTD | BODYKIND LTD, GATEWAY CRESCENT, CHADDERTON, OLDHAM |  |  | OLDHAM | LANCASHIRE | OL9 9XB | ENGLAND | 389212 | 403868 | PADIHAM - ROCHDALE GSP | BELFIELD GRID | GALE (304894) | 0.4 | ELECTRICITY NORTH WEST LIMITED | PV | NO | 0 | 0 | 0.1 |  |  |  | 0 | 0 | 0 |  |  |  | 0 | 0 | 0 |  | ACCEPTED TO CONNECT | 0 |  |  | 0 | 0 |  | 0.1 | 9.5000000000000001E-2 | 0.1 | 0.285 | 0.3 | 2023-05-03 | [7 empty] | 2023-06-05 00:00:00 | 53.5314 | -2.1642
DATA NOT AVAILABLE | DATA NOT AVAILABLE | CACTUS ENERGY | CHEADLE HULME SCHOO, CLAREMONT ROAD, CHEADLE HULME, CHEADLE |  |  | MANCHESTER | LANCASHIRE | SK8 6EF | ENGLAND | 387121 | 385827 | HARKER - HUTTON | STAINBURN | ANNIE PIT (609303) | 11 | ELECTRICITY NORTH WEST LIMITED | PV | NO | 0 | 0 | 0.2 |  |  |  | 0 | 0 | 0 |  |  |  | 0 | 0 | 0 |  | ACCEPTED TO CONNECT | 0 |  |  | 0 | 0 |  | 0.2 | 0.19 | 0.2 | 0.4275 | 0.45 | 2023-05-05 | [7 empty] | 2023-06-05 00:00:00 | 53.3691 | -2.195
DATA NOT AVAILABLE | DATA NOT AVAILABLE | SHAWTON ENERGY | FRANCOS BAKERY UNITY HOUSE, FLETCHER STREET, BOLTON |  |  | BOLTON | LANCASHIRE | BL3 6NE | ENGLAND | 371898 | 408130 | HARKER - HUTTON | PENRITH BSP | NEWTONGATE (609668) | 0.4 | ELECTRICITY NORTH WEST LIMITED | PV | NO | 0 | 0 | 0.11 |  |  |  | 0 | 0 | 0 |  |  |  | 0 | 0 | 0 |  | ACCEPTED TO CONNECT | 0 |  |  | 0 | 0 |  | 0.11 | 0.1045 | 0.11 | 0.15105 | 0.159 | 2023-02-28 | [7 empty] | 2023-06-05 00:00:00 | 53.569 | -2.4258
DATA NOT AVAILABLE | DATA NOT AVAILABLE | CENTRECO (UK) LTD | SSS INDUSTRIAL DOORS LTD REDEARTH FARM, PLANTATION ROAD, BOLTON |  |  | BOLTON | LANCASHIRE | BL7 0DD | ENGLAND | 375842 | 416857 | KEARSLEY GSP | BURY GRID | HOLT ST (200202) | 0.4 | ELECTRICITY NORTH WEST LIMITED | PV | NO | 0 | 0 | 0.05 |  |  |  | 0 | 0 | 0 |  |  |  | 0 | 0 | 0 |  | ACCEPTED TO CONNECT | 0 |  |  | 0 | 0 |  | 0.05 | 3.4199999999999994E-2 | 3.5999999999999997E-2 | 0.0095 | 0.01 | 2023-03-13 | [7 empty] | 2023-06-05 00:00:00 | 53.6477 | -2.3669
DATA NOT AVAILABLE | DATA NOT AVAILABLE | MOTTMAC | BCMS OFFICES, CURWEN RD, WORKINGTON, CUMBRIA |  |  | WORKINGTON | CUMBRIA | CA14 2DD | ENGLAND | 299045 | 528778 | PENWORTHAM WEST GSP - STANAH | WRIGHTINGTON | WOODFIELD RD (400215) | 0.4 | ELECTRICITY NORTH WEST LIMITED | PV | NO | 0 | 0 | 0.155 |  |  |  | 0 | 0 | 0 |  |  |  | 0 | 0 | 0 |  | ACCEPTED TO CONNECT | 0 |  |  | 0 | 0 |  | 0.155 | 0.14724999999999999 | 0.155 | 0.6175 | 0.65 | 2022-02-09 | [7 empty] | 2023-06-05 00:00:00 | 54.644 | -3.5659
DATA NOT AVAILABLE | DATA NOT AVAILABLE | NW SOLAR | P IRVING & SON, HUTTON ROOF SAW MILLS, CARNFORTH |  |  | CARNFORTH | CUMBRIA | LA6 2PE | ENGLAND | 357568 | 476920 | HARKER - HUTTON | KENDAL-PARKSIDE RD | KIRKBY LONSDALE (609053) | 0.4 | ELECTRICITY NORTH WEST LIMITED | PV | NO | 0 | 0 | 0.16 |  |  |  | 0 | 0 | 0 |  |  |  | 0 | 0 | 0 |  | ACCEPTED TO CONNECT | 0 |  |  | 0 | 0 |  | 0.16 | 0.18905 | 0.19900000000000001 | 0.76 | 0.8 | 2020-07-10 | [7 empty] | 2023-06-05 00:00:00 | 54.1863 | -2.6517
DATA NOT AVAILABLE | DATA NOT AVAILABLE | CREATE ENERGY LTD | PARK CLIFFE CAMPING AND CARAVAN ESTATE, BIRKS ROAD, WINDERMERE, CUMBRIA |  |  | WINDERMERE | CUMBRIA | LA23 3PG | ENGLAND | 339113 | 491000 | HARKER - HUTTON | KENDAL-PARKSIDE RD | WINDERMERE (609057) | 0.4 | ELECTRICITY NORTH WEST LIMITED | PV | NO | 0 | 0 | 0.11 |  |  |  | 0 | 0 | 0 |  |  |  | 0 | 0 | 0 |  | CONNECTED | 110 | - | - | 0.1045 | 0.11 | 2023-05-16 | 0 |  |  | 0 | 0 | [8 empty] | 2023-06-05 00:00:00 | 54.3109 | -2.9373
DATA NOT AVAILABLE | DATA NOT AVAILABLE | B GREENN LIMITED | ACME HOUSEPHILIPS ROAD, BLACKBURN |  |  | BLACKBURN | LANCASHIRE | BB1 5RL | ENGLAND | 369700 | 429599 | PENWORTHAM EAST GSP - ROCHDALE GSP | BLACKBURN | CLARENDON RD (400014) | 0.4 | ELECTRICITY NORTH WEST LIMITED | PV | NO | 0 | 0 | 0.06 |  |  |  | 0 | 0 | 0 |  |  |  | 0 | 0 | 0 |  | ACCEPTED TO CONNECT | 0 |  |  | 0 | 0 |  | 0.06 | 0.06 | 0.06 | 0.12 | 0.12 | 2023-06-08 | [7 empty] | 2023-07-13 00:00:00 | 53.7619 | -2.4611
DATA NOT AVAILABLE | DATA NOT AVAILABLE | LOW CARBON ENERGY | BOOHOO CHAMBER F, WIDOW HILL RD, BURNLEY |  |  | BURNLEY | LANCASHIRE | BB10 2BQ | ENGLAND | 385914 | 434426 | PADIHAM - ROCHDALE GSP | BURNLEY GSP | BURNLEY GSP (400053) | 6.6 | ELECTRICITY NORTH WEST LIMITED | PV | NO | 0 | 0 | 0.75 |  |  |  | 0 | 0 | 0 |  |  |  | 0 | 0 | 0 |  | ACCEPTED TO CONNECT | 0 |  |  | 0 | 0 |  | 0.75 | 0.75 | 0.75 | 2.5 | 2.5 | 2021-09-08 | [7 empty] | 2023-07-13 00:00:00 | 53.8059 | -2.2154
DATA NOT AVAILABLE | DATA NOT AVAILABLE | ECO RENEWABLES GROUP LTD | CHORLEY NISSAN AMY JOHNSON WAY, BLACKPOOL |  |  | BLACKPOOL | LANCASHIRE | FY4 2RP | ENGLAND | 332124 | 431716 | PENWORTHAM WEST GSP - STANAH | BLACKPOOL | SQUIRES GATE (400115) | 0.4 | ELECTRICITY NORTH WEST LIMITED | PV | NO | 0 | 0 | 0.16 |  |  |  | 0 | 0 | 0 |  |  |  | 0 | 0 | 0 |  | ACCEPTED TO CONNECT | 0 |  |  | 0 | 0 |  | 0.16 | 0.125 | 0.125 | 0.24 | 0.24 | 2023-05-24 | [7 empty] | 2023-07-13 00:00:00 | 53.7773 | -3.0315
DATA NOT AVAILABLE | DATA NOT AVAILABLE | PROJECT ENERGY LTD | STORMGUARD GROUP REGENCY MILL, CHESTER ROAD, MACCLESFIELD |  |  | MACCLESFIELD | CHESHIRE | SK11 8HR | ENGLAND | 390859 | 390859 | MACC SUPER GRID | MACC SUPER GRID | SOUTH WEST MACC (302660) | 0.4 | ELECTRICITY NORTH WEST LIMITED | PV | NO | 0 | 0 | 0.06 |  |  |  | 0 | 0 | 0 |  |  |  | 0 | 0 | 0 |  | CONNECTED | 0.06 | 0.06 | 0.06 | 0.18 | 0.18 | 2023-10-10 | 0 |  |  | 0 | 0 | [8 empty] | 2023-11-10 00:00:00 | 53.4145 | -2.139
DATA NOT AVAILABLE | DATA NOT AVAILABLE | CENTRICA BUSINESS SOLUTIONS UK LTD | ABRAHAM MOSS LIESURE CENTRE, CRUMPSALL |  |  | CRUMPSALL | MANCHESTER | M8 5UF | ENGLAND | 384535 | 401633 | STALYBRIDGE | STUART ST GRID | QUEENS PK (100628) | 6.6 | ELECTRICITY NORTH WEST LIMITED | CHP | YES | 0 | 0 | 0.07 |  |  |  | 0 | 0 | 0 |  |  |  | 0 | 0 | 0 |  | CONNECTED | 0.07 | 7.0000000000000007E-2 | 7.0000000000000007E-2 | 0.75 | 0.75 | 2023-07-18 | 0 |  |  | 0 | 0 | [8 empty] | 2023-08-14 00:00:00 | 53.5111 | -2.2347
DATA NOT AVAILABLE | DATA NOT AVAILABLE | BANKS LANE JUNIOR & INFANTS SCHOOL | HULME STREET, STOCKPORT |  |  | STOCKPORT | CHESHIRE | SK1 4PR | ENGLAND | 390636 | 389486 | BREDBURY | VERNON PK GRID | OFFERTON | 0.4 | ELECTRICITY NORTH WEST LIMITED | PV | NO | 0 | 0 | 0.05 |  |  |  | 0 | 0 | 0 |  |  |  | 0 | 0 | 0 |  | CONNECTED | 0.05 | 0.04 | 0.04 | 0.127 | 0.127 | 2023-06-29 | 0 |  |  | 0 | 0 | [8 empty] | 2023-07-13 00:00:00 | 53.4021 | -2.1423
DATA NOT AVAILABLE | DATA NOT AVAILABLE | CASTEX PRODUCTS LIMITED | WOODSIDE STREET, NEW MILLS, SK22 3HF |  |  | HIGH PEAK | DERBYSHIRE | SK22 3HF | ENGLAND | 399892 | 384886 | STALYBRIDGE | NEW MILLS | GOWHOLE | 11 | ELECTRICITY NORTH WEST LIMITED | PV | NO | 0 | 0 | 0.1 |  |  |  | 0 | 0 | 0 |  |  |  | 0 | 0 | 0 |  | CONNECTED | 0.1 | 0.1 | 0.1 | 0.55 | 0.55 | 2022-08-18 | 0 |  |  | 0 | 0 | [8 empty] | 2023-07-13 00:00:00 | 53.3608 | -2.0031
DATA NOT AVAILABLE | DATA NOT AVAILABLE | R-EV POWER | RICHER SOUNDS R1 | 3 STAINBURN RD | OPENSHAW | MANCHESTER | GREATER MANCHESTER | M11 2DN | ENGLAND | 388045 | 397875 | STALYBRIDGE | STUART ST GRID | BRADFORD (100106) | 0.4 | ELECTRICITY NORTH WEST LIMITED | PV | NO | 0 | 0 | 0.075 |  |  |  | 0 | 0 | 0 |  |  |  | 0 | 0 | 0 | NO | ACCEPTED TO CONNECT | 0 |  |  | 0 | 0 |  | 0.075 | 7.4999999999999997E-2 | 7.4999999999999997E-2 | 0.08 | 0.1 | 2023-07-04 | [7 empty] | 2023-08-14 00:00:00 | 53.4775 | -2.1816
DATA NOT AVAILABLE | DATA NOT AVAILABLE | JA SOLAR | THIRLMERE - MOSS SIDE LANE | WREA GREEN |  | PRESTON | LANCASHIRE | PR4 2PE | ENGLAND | 339431 | 431026 | PENWORTHAM WEST GSP - STANAH | PEEL | HALL CROSS (400407) | 0.4 | ELECTRICITY NORTH WEST LIMITED | PV | NO | 0 | 0 | 0.124 |  |  |  | 0 | 0 | 0 |  |  |  | 0 | 0 | 0 | NO | ACCEPTED TO CONNECT | 0 |  |  | 0 | 0 |  | 0.124 | 0.124 | 0.124 | 0.124 | 0.001 | 2023-07-10 | [7 empty] | 2023-08-14 00:00:00 | 53.772 | -2.9205
DATA NOT AVAILABLE | DATA NOT AVAILABLE | P K ENGINEERING | CRANSTONS FOODHALL PENRITH | ULLSWATER ROAD |  | PENRITH | CUMBRIA | CA11 7EH | ENGLAND | 351016 | 529438 | HARKER - HUTTON | PENRITH BSP | NEWTONGATE (609668) | 0.4 | ELECTRICITY NORTH WEST LIMITED | PV | NO | 0 | 0 | 0.065 |  |  |  | 0 | 0 | 0 |  |  |  | 0 | 0 | 0 | NO | ACCEPTED TO CONNECT | 0 |  |  | 0 | 0 |  | 0.065 | 6.5000000000000002E-2 | 6.5000000000000002E-2 | 0.06 | 0.35 | 2023-07-19 | [7 empty] | 2023-08-14 00:00:00 | 54.6576 | -2.7608
DATA NOT AVAILABLE | DATA NOT AVAILABLE | LOW CARBON ENERGY | JOSEPH HOLT LIMITED | THE BREWERY | EMPIRE STREET | MANCHESTER | GREATER MANCHESTER | M3 1JD | ENGLAND | 384701 | 399646 | KEARSLEY GSP | FREDERICK RD GRID | STRANGEWAYS (100631) | 6.6 | ELECTRICITY NORTH WEST LIMITED | PV | NO | 0 | 0 | 0.05 |  |  |  | 0 | 0 | 0 |  |  |  | 0 | 0 | 0 | NO | CONNECTED | 0.05 | 4.4999999999999998E-2 | 4.4999999999999998E-2 | 0.4 | 0.4 | 2023-09-28 | 0 |  |  | 0 | 0 | [8 empty] | 2023-11-10 00:00:00 | 53.4933 | -2.2321
DATA NOT AVAILABLE | DATA NOT AVAILABLE | GO LOWCARBON LIMITED | W THRELFELL & SON | MILBURN HOUSE | BOWSCAR | PENRITH | CUMBRIA | CA11 9NW | ENGLAND | 350007 | 534637 | HARKER - HUTTON | PENRITH BSP | NEWTONGATE (609668) | 0.4 | ELECTRICITY NORTH WEST LIMITED | PV | NO | 0 | 0 | 0.09 |  |  |  | 0 | 0 | 0 |  |  |  | 0 | 0 | 0 | NO | ACCEPTED TO CONNECT | 0 |  |  | 0 | 0 |  | 0.09 | 0.09 | 0.09 | 0.15 | 0.2 | 2023-07-13 | [7 empty] | 2023-08-14 00:00:00 | 54.7043 | -2.7773
DATA NOT AVAILABLE | DATA NOT AVAILABLE | ENERGISE CONTRACTING | HAMPTON BY HILTON | 2 FRONTIER AVE |  | BLACKBURN | LANCASHIRE | BB1 3AL | ENGLAND | 371091 | 428485 | DATA NOT AVAILABLE | DATA NOT AVAILABLE | DATA NOT AVAILABLE | 0.4 | ELECTRICITY NORTH WEST LIMITED | PV | NO | 0 | 0 | 0.051 |  |  |  | 0 | 0 | 0 |  |  |  | 0 | 0 | 0 | NO | ACCEPTED TO CONNECT | 0 |  |  | 0 | 0 |  | 0.051 | 5.0999999999999997E-2 | 5.0999999999999997E-2 | 0.051 | 0.051 | 2023-07-27 | [7 empty] | 2023-08-14 00:00:00 | 53.7519 | -2.4399
DATA NOT AVAILABLE | DATA NOT AVAILABLE | PERFECT SENSE ENERGY | OAKLAND HOUSE, HOPE CARR ROAD | HOPE CARR ROAD | LEIGH |  | LANCASHIRE | WN7 1WJ | ENGLAND | 366160 | 399469 | KEARSLEY GSP | ATHERTON | BEDFORD (205315) | 0.4 | ELECTRICITY NORTH WEST LIMITED | PV | NO | 0 | 0 | 0.09 |  |  |  | 0 | 0 | 0 |  |  |  | 0 | 0 | 0 |  | CONNECTED | 0.09 | 0.09 | 0.09 | 0.06 | 0.06 | 2023-08-25 | 0 |  |  | 0 | 0 | [8 empty] | 2023-11-10 00:00:00 | 53.4908 | -2.5115
DATA NOT AVAILABLE | DATA NOT AVAILABLE | NORTH LAKES ENERGY | LAND AT SANDSCALE PARK (AREA A), BARROW-IN-FURNESS, CUMBRIA |  |  | BARROW - IN - FURNESS | CUMBRIA | LA14 4QS | ENGLAND | 319568 | 473869 | DATA NOT AVAILABLE | DATA NOT AVAILABLE | BOWATERS 609002 | 11 | ELECTRICITY NORTH WEST LIMITED | PV | NO | 0 | 0 | 0.9 |  |  |  | 0 | 0 | 0 |  |  |  | 0 | 0 | 0 |  | ACCEPTED TO CONNECT | 0 |  |  | 0 | 0 |  | 0.9 | 0.9 | 0.9 | 0.1 | 0.1 | 2023-06-13 | [7 empty] | 2023-08-14 00:00:00 | 54.1543 | -3.2331
DATA NOT AVAILABLE | DATA NOT AVAILABLE |  | VALLEY HYDRAULICS, UNIT B PENDLE TRADING EST, CHATBURN, CLITHEROE | VALLEY HYDRAULICS LIMITED UNIT B VENTURE BUILDINGS PENDLE TRADING ESTATE CLITHEROE ROAD CHATBURN |  | CLITHEROE | LANCASHIRE | BB7 4JY | ENGLAND | 376319 | 443557 | PADIHAM - ROCHDALE GSP | PADIHAM BSP | RIBBLESDALE | 0.4 | ELECTRICITY NORTH WEST LIMITED | PV | NO | 0 | 0 | 0.085 |  |  |  | 0 | 0 | 0 |  |  |  | 0 | 0 | 0 |  | CONNECTED | 0.085 | 8.5000000000000006E-2 | 8.5000000000000006E-2 | 0.1 | 0.1 | 2022-03-21 | 0 |  |  | 0 | 0 | [8 empty] | 2023-09-07 00:00:00 | 53.8877 | -2.3618
DATA NOT AVAILABLE | DATA NOT AVAILABLE | CENTRICA BUSINESS SOLUTIONS | DAVID LLOYD LEISURE | MOSS LANE | WHITTLE-LE-WOODS | CHORLEY | LANCASHIRE | PR6 8AB | ENGLAND | 359195 | 420210 | DATA NOT AVAILABLE | DATA NOT AVAILABLE | DATA NOT AVAILABLE | 0.4 | ELECTRICITY NORTH WEST LIMITED | NATURAL GAS | YES | 0 | 0 | 0.124 |  |  |  | 0 | 0 | 0 |  |  |  | 0 | 0 | 0 | NO | ACCEPTED TO CONNECT | 0 |  |  | 0 | 0 |  | 0.124 | 0.124 | 0.124 | 0.124 | 0.124 | 2023-08-15 | [7 empty] | 2023-09-22 00:00:00 | 53.6768 | -2.6192
DATA NOT AVAILABLE | DATA NOT AVAILABLE | CK ENERGY LTD | JJC - SOLAR | SANDSCALE PARK | PARK ROAD | BARROW-IN-FURNESS | CUMBRIA | LA14 4QT | ENGLAND | 319637 | 473653 | HARKER/HUTTON | BARROW & SANDGATE | BOWATERS | 11 | ELECTRICITY NORTH WEST LIMITED | PV | NO | 0 | 0 | 0.6 |  |  |  | 0 | 0 | 0 |  |  |  | 0 | 0 | 0 | NO | ACCEPTED TO CONNECT | 0 |  |  | 0 | 0 |  | 0.6 | 0.6 | 0.6 | 0.15 | 0.15 | 2023-07-07 | [7 empty] | 2023-09-22 00:00:00 | 54.1524 | -3.232
DATA NOT AVAILABLE | DATA NOT AVAILABLE | PK ENGINEERING | DAVID HAYTON PREPARATION CENTRE |  |  | PENRITH | CUMBRIA | CA11 9BB | ENGLAND | 350267 | 530339 | DATA NOT AVAILABLE | DATA NOT AVAILABLE | DATA NOT AVAILABLE | 0.4 | ELECTRICITY NORTH WEST LIMITED | PV | NO | 0 | 0 | 0.152 |  |  |  | 0 | 0 | 0 |  |  |  | 0 | 0 | 0 | NO | ACCEPTED TO CONNECT | 0 |  |  | 0 | 0 |  | 0.152 | 0.152 | 0.152 | 0.08 | 0.08 | 2023-08-31 | [7 empty] | 2023-09-22 00:00:00 | 54.6657 | -2.7726
DATA NOT AVAILABLE | DATA NOT AVAILABLE | DES ENERGY | ADDISON ENGINEERING COMPANY | HILLHOUSE BUSINESS PARK/OFF BOURNE ROAD |  | THORNTON-CLEVELEYS | LANCASHIRE | FY5 4QD | ENGLAND | 334136 | 443887 | DATA NOT AVAILABLE | DATA NOT AVAILABLE | DATA NOT AVAILABLE | 11 | ELECTRICITY NORTH WEST LIMITED | PV | NO | 0 | 0 | 0.199 |  |  |  | 0 | 0 | 0 |  |  |  | 0 | 0 | 0 | NO | ACCEPTED TO CONNECT | 0 |  |  | 0 | 0 |  | 0.199 | 0.19900000000000001 | 0.19900000000000001 | 0.6 | 0.6 | 2023-08-31 | [7 empty] | 2023-09-22 00:00:00 | 53.887 | -3.0036
DATA NOT AVAILABLE | DATA NOT AVAILABLE |  |  | SAINSBURY'S DEEPDALE RD PRESTON | DEEPDALE RD | PRESTON | LANCASHIRE | PR1 6PJ | ENGLAND | 354934 | 431279 | PENWORTHAM EAST GSP - ROCHDALE GSP | RIBBLE GSP | BUSHELL ST (400418) | 6.6 | ELECTRICITY NORTH WEST LIMITED | PV |  | 0 | 0 | 0.052 |  |  |  | 0 | 0 | 0 |  |  |  | 0 | 0 | 0 |  | CONNECTED | 0.0515 | 0 | 0 | 0.4655 | 0.49 | 2011-02-01 | 0 |  |  | 0 | 0 | [8 empty] | 2023-10-11 00:00:00 | 53.7759 | -2.6853
DATA NOT AVAILABLE | DATA NOT AVAILABLE |  |  | WARDLE ACADAMY BIRCH ROAD ROCHDALE | WARDLE ACADAMY BIRCH ROAD ROCHDALE | ROCHDALE | GREATER MANCHESTER | OL12 9RD | ENGLAND | 391664 | 416185 | PADIHAM - ROCHDALE GSP | BELFIELD GRID | WARDLEWORTH (304886) | 0.4 | ELECTRICITY NORTH WEST LIMITED | PV |  | 0 | 0 | 0.078 |  |  |  | 0 | 0 | 0 |  |  |  | 0 | 0 | 0 |  | CONNECTED | 0.0775 | 0 | 0 | 0.057 | 0.06 | 2014-01-01 | 0 |  |  | 0 | 0 | [8 empty] | 2023-10-11 00:00:00 | 53.6421 | -2.1276
DATA NOT AVAILABLE | DATA NOT AVAILABLE | ABC POWER SYSTEMS | WHITFIRE SHAVINGS AND SAWDUST LTD, HEATHERFIELD WORKS | CHURCH LANE |  | FARRINGTON | LANCASHIRE | PR5 3RD | ENGLAND | 353568 | 425087 | DATA NOT AVAILABLE | DATA NOT AVAILABLE | DATA NOT AVAILABLE | 11 | ELECTRICITY NORTH WEST LIMITED | NATURAL GAS |  | 0 | 0 | 0.8 |  |  |  | 0 | 0 | 0 |  |  |  | 0 | 0 | 0 |  | CONNECTED | 0.8 | 0.8 | 0.8 | 0.6 | 0.6 | 2023-03-07 | 0 |  |  | 0 | 0 | [8 empty] | 2023-10-11 00:00:00 | 53.7201 | -2.7051
DATA NOT AVAILABLE | DATA NOT AVAILABLE | JOHN RILEY ELECTRICAL CONTRACTORS L | STEADPLAN LTD THE OLD RAILWAY YARD, FISHWICK STREET, ROCHDALE | STEADPLAN LTD THE OLD RAILWAY YARD, FISHWICK STREET, ROCHDALE |  | ROCHDALE | GREATER MANCHESTER | OL16 5NA | ENGLAND | 390386 | 412751 | DATA NOT AVAILABLE | DATA NOT AVAILABLE | NORWICH ST MILL | 0.4 | ELECTRICITY NORTH WEST LIMITED | PV | NO | 0 | 0 | 0.07 |  |  |  | 0 | 0 | 0 |  |  |  | 0 | 0 | 0 |  | ACCEPTED TO CONNECT | 0 |  |  | 0 | 0 |  | 0.07 | 0.04 | 0.04 | 0.07 | 0.07 | 2023-07-24 | [7 empty] | 2023-10-11 00:00:00 | 53.6112 | -2.1468
DATA NOT AVAILABLE | DATA NOT AVAILABLE | AB ENERGY CENTRE LTD | ORTON GRANGE FARM, GT ORTON, CARLISLE, CUMBRIA | ORTON GRANGE FARM, GT ORTON, CARLISLE, CUMBRIA |  | CARLISLE | CUMBRIA | CA5 6LA | ENGLAND | 335188 | 551897 | HARKER - HUTTON | CARLISLE 33KV | MORTON PK (609605) | 11 | ELECTRICITY NORTH WEST LIMITED | PV | NO | 0 | 0 | 0.05 |  |  |  | 0 | 0 | 0 |  |  |  | 0 | 0 | 0 |  | ACCEPTED TO CONNECT | 0 |  |  | 0 | 0 |  | 0.05 | 0.05 | 0.05 | 0.33 | 0.33 | 2023-09-07 | [7 empty] | 2023-10-11 00:00:00 | 54.8576 | -3.0111
DATA NOT AVAILABLE | DATA NOT AVAILABLE | JRB ENVIRONMENTAL DESIGN | LODORE FALLS HOTEL, BORROWDALE, KESWICK | LODORE FALLS HOTEL, BORROWDALE, KESWICK |  | KESWICK | CUMBRIA | CA12 5UX | ENGLAND | 326327 | 518803 | HARKER - HUTTON | STAINBURN | KESWICK (609308) | 0.4 | ELECTRICITY NORTH WEST LIMITED | PV | NO | 0 | 0 | 0.35 |  |  |  | 0 | 0 | 0 |  |  |  | 0 | 0 | 0 |  | ACCEPTED TO CONNECT | 0 |  |  | 0 | 0 |  | 0.35 | 0.2 | 0.2 | 0.4 | 0.4 | 2023-05-03 | [7 empty] | 2023-10-11 00:00:00 | 54.5591 | -3.1408
DATA NOT AVAILABLE | DATA NOT AVAILABLE | GLOW STAR | PARK FOOT HOLIDAY PARK, HOWTOWN ROAD, POOLEY BRIDGE, PENRITH, CA10 2NA | PARK FOOT HOLIDAY PARK, HOWTOWN ROAD, POOLEY BRIDGE, PENRITH, CA10 2NA |  | PENRITH | CUMBRIA | CA10 2NA | ENGLAND | 346228 | 522501 | DATA NOT AVAILABLE | DATA NOT AVAILABLE | DATA NOT AVAILABLE | 0.23 | ELECTRICITY NORTH WEST LIMITED | PV | NO | 0 | 0 | 0.098 |  |  |  | 0 | 0 | 0 |  |  |  | 0 | 0 | 0 |  | ACCEPTED TO CONNECT | 0 |  |  | 0 | 0 |  | 0.098 | 3.5999999999999997E-2 | 3.5999999999999997E-2 | 0.4 | 0.4 | 2023-07-19 | [7 empty] | 2023-10-11 00:00:00 | 54.5948 | -2.8337
DATA NOT AVAILABLE | DATA NOT AVAILABLE | ELIAS ENTERPRISES LTD | MOOR MILL PARROT STREET, BOLTON | MOOR MILL PARROT STREET, BOLTON |  | BOLTON | GREATER MANCHESTER | BL3 6LY | ENGLAND | 371330 | 408257 | DATA NOT AVAILABLE | DATA NOT AVAILABLE | DATA NOT AVAILABLE | 0.4 | ELECTRICITY NORTH WEST LIMITED | PV | NO | 0 | 0 | 0.08 |  |  |  | 0 | 0 | 0 |  |  |  | 0 | 0 | 0 |  | ACCEPTED TO CONNECT | 0 |  |  | 0 | 0 |  | 0.08 | 0.08 | 0.08 | 0.1 | 0.1 | 2023-05-17 | [7 empty] | 2023-10-11 00:00:00 | 53.5701 | -2.4344
DATA NOT AVAILABLE | DATA NOT AVAILABLE | ENERGY GAIN UK LTD | MANCHESTER PRECISION ENGINEERING | OLDHAM STREET | DENTON | M34 3SW | GREATER MANCHESTER | M34 3SW | ENGLAND | 391547 | 395318 | STALYBRIDGE | DROYLSDEN | DENTON WEST | 6.6 | ELECTRICITY NORTH WEST LIMITED | PV | NO | 0 | 0 | 0.199 |  |  |  | 0 | 0 | 0 |  |  |  | 0 | 0 | 0 | NO | ACCEPTED TO CONNECT | 0 |  |  | 0 | 0 |  | 0.199 | 0.19900000000000001 | 0.19900000000000001 | 0.193 | 0.193 | 2023-09-06 | [7 empty] | 2023-10-11 00:00:00 | 53.4545 | -2.1288
DATA NOT AVAILABLE | DATA NOT AVAILABLE | IGREEN ENERGY LTD | PERFECT ASSOCIATES | UNIT 7 RHINO COURT | STATION VW | HAZEL GROVE | GREATER MANCHESTER | SK7 5ER | ENGLAND | 391047 | 386879 | BREDBURY | HAZEL GROVE | GREEN LANE-HAZEL GROVE | 0.4 | ELECTRICITY NORTH WEST LIMITED | PV | NO | 0 | 0 | 0.06 |  |  |  | 0 | 0 | 0 |  |  |  | 0 | 0 | 0 | NO | ACCEPTED TO CONNECT | 0 |  |  | 0 | 0 |  | 0.06 | 0.06 | 0.06 | 0.08 | 0.08 | 2023-09-21 | [7 empty] | 2023-10-11 00:00:00 | 53.3787 | -2.136
DATA NOT AVAILABLE | DATA NOT AVAILABLE | ENERGY GAIN UK LTD | BRITTANIA DYNAMICS LTD | NORTH RD |  | ATHERTON | GREATER MANCHESTER | M46 0RE | ENGLAND | 366658 | 403936 | DATA NOT AVAILABLE | DATA NOT AVAILABLE | DATA NOT AVAILABLE | 0.4 | ELECTRICITY NORTH WEST LIMITED | PV | NO | 0 | 0 | 0.11 |  |  |  | 0 | 0 | 0 |  |  |  | 0 | 0 | 0 | NO | ACCEPTED TO CONNECT | 0 |  |  | 0 | 0 |  | 0.11 | 0.11 | 0.11 | 0.11 | 0.11 | 2023-09-08 | [7 empty] | 2023-10-11 00:00:00 | 53.531 | -2.5045
DATA NOT AVAILABLE | DATA NOT AVAILABLE | EMBER ENERGY | CICELEY COMMERCIALS LTD | COMMERCIAL ROAD |  | DARWEN | LANCASHIRE | BB3 0DB | ENGLAND | 368559 | 424400 | PENWORTHAM EAST | LOWER DARWEN | EXCHANGE ST | 0.4 | ELECTRICITY NORTH WEST LIMITED | PV | NO | 0 | 0 | 0.051 |  |  |  | 0 | 0 | 0 |  |  |  | 0 | 0 | 0 | NO | ACCEPTED TO CONNECT | 0 |  |  | 0 | 0 |  | 0.051 | 5.0999999999999997E-2 | 5.0999999999999997E-2 | 0.1 | 0.1 | 2023-09-06 | [7 empty] | 2023-10-11 00:00:00 | 53.7151 | -2.4779
DATA NOT AVAILABLE | DATA NOT AVAILABLE | ANIRON RENEWABLES | GREENTECH TRAFFORD PARK | UNIT 3 PREMIER PARK | TRAFFORD PARK | MANCHESTER | GREATER MANCHESTER | M17 1GA | ENGLAND | 379368 | 396964 | SOUTH MANCHESTER | STRETFORD | MOSLEY RD | 0.4 | ELECTRICITY NORTH WEST LIMITED | PV | NO | 0 | 0 | 0.1 |  |  |  | 0 | 0 | 0 |  |  |  | 0 | 0 | 0 | NO | ACCEPTED TO CONNECT | 0 |  |  | 0 | 0 |  | 0.1 | 0.1 | 0.1 | 0.14 | 0.14 | 2023-09-20 | [7 empty] | 2023-10-11 00:00:00 | 53.469 | -2.3123
DATA NOT AVAILABLE | DATA NOT AVAILABLE | GO LOW CARBON LIMITED | ALTAS CONCRETE LIMITED | SOLWAY HOUSE SILLOTH INDUSTRIAL ESTATE | THE AIRFIELD | SILLOTH | CUMBRIA | CA7 4NS | ENGLAND | 311970 | 554077 | HARKER/HUTTON | CARLISLE | SILLOTH | 0.4 | ELECTRICITY NORTH WEST LIMITED | PV | NO | 0 | 0 | 0.08 |  |  |  | 0 | 0 | 0 |  |  |  | 0 | 0 | 0 | NO | ACCEPTED TO CONNECT | 0 |  |  | 0 | 0 |  | 0.08 | 0.08 | 0.08 | 0.165 | 0.165 | 2023-09-01 | [7 empty] | 2023-10-11 00:00:00 | 54.8737 | -3.3734
DATA NOT AVAILABLE | DATA NOT AVAILABLE | LAKES SOLAR LTD | BROADOAKS | BOLTON | APPLEBY | APPLEBY | CUMBRIA | CA16 6AL | ENGLAND | 363798 | 523486 | HARKER/HUTTON | PENRITH/SHAP | NEWBY | 0.23 | ELECTRICITY NORTH WEST LIMITED | PV | NO | 0 | 0 | 0.05 |  |  |  | 0 | 0 | 0 |  |  |  | 0 | 0 | 0 | NO | ACCEPTED TO CONNECT | 0 |  |  | 0 | 0 |  | 0.05 | 0.05 | 0.05 | 0.06 | 0.06 | 2023-09-01 | [7 empty] | 2023-10-11 00:00:00 | 54.6052 | -2.5619
DATA NOT AVAILABLE | DATA NOT AVAILABLE | PURDHAM AND WAUGH LTD | WCF LTD | ALANBROOKE ROAD | ROSEHILL INDUSTRIAL ESTATE | CARLISLE | CUMBRIA | CA1 2UT | ENGLAND | 342837 | 555643 | HARKER/HUTTON | CARLISLE | FUSE HILL | 0.4 | ELECTRICITY NORTH WEST LIMITED | PV | NO | 0 | 0 | 0.05 |  |  |  | 0 | 0 | 0 |  |  |  | 0 | 0 | 0 | NO | ACCEPTED TO CONNECT | 0 |  |  | 0 | 0 |  | 0.05 | 0.05 | 0.05 | 0.06 | 0.06 | 2023-09-06 | [7 empty] | 2023-10-11 00:00:00 | 54.8922 | -2.8927
DATA NOT AVAILABLE | DATA NOT AVAILABLE | DEWHURST UTILITY SERVICES LTD | FARRINGTON EXTRA CARE | MILLER ROAD |  | PRESTON | LANCASHIRE | PR2 6NH | ENGLAND | 356776 | 430691 | PENWORTHAM EAST | PRESTON EAST | PRESTON EAST | DATA NOT AVAILABLE | ELECTRICITY NORTH WEST LIMITED | PV | NO | 0 | 0 | 0.1 |  |  |  | 0 | 0 | 0 |  |  |  | 0 | 0 | 0 | NO | ACCEPTED TO CONNECT | 0 |  |  | 0 | 0 |  | 0.1 | 0.1 | 0.1 | 0.1 | 0.1 | 2023-09-19 | [7 empty] | 2023-10-11 00:00:00 | 53.7708 | -2.6573
DATA NOT AVAILABLE | DATA NOT AVAILABLE | NIGHTINGALE ELECTRICAL (BOLTON) LTD | HAYDOCK INDUSTRIAL ESTATE | 7 WITHINS RD |  | SAINT HELENS | LANCASHIRE | WA11 9UD | ENGLAND | 360553 | 411041 | DATA NOT AVAILABLE | DATA NOT AVAILABLE | DATA NOT AVAILABLE | 0.4 | ELECTRICITY NORTH WEST LIMITED | PV | NO | 0 | 0 | 0.05 |  |  |  | 0 | 0 | 0 |  |  |  | 0 | 0 | 0 | NO | ACCEPTED TO CONNECT | 0 |  |  | 0 | 0 |  | 0.05 | 0.05 | 0.05 | 0.05 | 0.05 | 2023-09-29 | [7 empty] | 2023-10-11 00:00:00 | 53.5944 | -2.5975
DATA NOT AVAILABLE | DATA NOT AVAILABLE | BELFIELD COMMUNITY SCHOOL, SAMSON STREET, ROCHDALE | BELFIELD COMMUNITY SCHOOL SAMSON STREET |  |  | ROCHDALE | GREATER MANCHESTER | OL16 2XW | ENGLAND | 391194 | 413785 | PADIHAM - ROCHDALE GSP | BELFIELD GRID | WARDLEWORTH | 0.4 | ELECTRICITY NORTH WEST LIMITED | PV | NO | 0 | 0 | 0.08 |  |  |  | 0 | 0 | 0 |  |  |  | 0 | 0 | 0 |  | CONNECTED | 0.08 |  |  | 0.1 | 0.1 | 2023-09-26 | 0 |  |  | 0 | 0 | [8 empty] | 2023-11-10 00:00:00 | 53.6205 | -2.1346
DATA NOT AVAILABLE | DATA NOT AVAILABLE | DES ENERGY | UNIVERSITY OF CENTRAL LANCASHIRE PRINCESS WAY, BURNLEY |  |  | BURNLEY | LANCASHIRE | BB12 0AN | ENGLAND | 383738 | 433125 | PADIHAM - ROCHDALE GSP | BURNLEY GSP | HEASANDFORD (400050) | 6.6 | ELECTRICITY NORTH WEST LIMITED | PV | NO | 0 | 0 | 0.337 |  |  |  | 0 | 0 | 0 |  |  |  | 0 | 0 | 0 |  | CONNECTED | 0.337 | 1 | 1 | 1 | 1 | 2023-08-23 | 0 |  |  | 0 | 0 | [8 empty] | 2023-11-10 00:00:00 | 53.7942 | -2.2483
DATA NOT AVAILABLE | DATA NOT AVAILABLE | SHAWTON ENERGY | WIGAN AND LEIGH PAGEFIELD CAMPUS |  |  | LEIGH | LANCASHIRE | WN7 4JY | ENGLAND | 364906 | 399191 | KEARSLEY GSP | ATHERTON | HINDLEY GRN (200416) | 0.4 | ELECTRICITY NORTH WEST LIMITED | PV | NO | 0 | 0 | 0.09 |  |  |  | 0 | 0 | 0 |  |  |  | 0 | 0 | 0 |  | CONNECTED | 0.09 | 0.15 | 0.15 | 0.15 | 0.15 | 2023-09-27 | 0 |  |  | 0 | 0 | [8 empty] | 2023-11-10 00:00:00 | 53.4883 | -2.5304
DATA NOT AVAILABLE | DATA NOT AVAILABLE | CLANCY CONSULTING LTD | CHEADLE COLLEGE | CHEADLE ROAD | CHEADLE HULME | CHEADLE | CHESHIRE | SK8 5HA | ENGLAND | 386536 | 387373 | SOUTH MANCHESTER | MOSS NOOK | HIGHER MILL | 0 | ELECTRICITY NORTH WEST LIMITED | PV | NO | 0 | 0 | 0.1 |  |  |  | 0 | 0 | 0 |  |  |  | 0 | 0 | 0 | NO | ACCEPTED TO CONNECT | 0 |  |  | 0 | 0 |  | 0.1 | 0.1 | 0.1 | 0.3 | 0.3 | 2023-10-11 | [7 empty] | 2023-11-10 00:00:00 | 53.383 | -2.2039
DATA NOT AVAILABLE | DATA NOT AVAILABLE | THE ENERGY GUYS | LANCASHIRE LAMINATORS | COMMERCIAL ROAD |  | DARWEN | LANCASHIRE | BB3 0DH | ENGLAND | 368694 | 424222 | PENWORTHAM EAST | LOWER DARWEN | EXCHANGE ST | 7 | ELECTRICITY NORTH WEST LIMITED | PV | NO | 0 | 0 | 0.075 |  |  |  | 0 | 0 | 0 |  |  |  | 0 | 0 | 0 | NO | ACCEPTED TO CONNECT | 0 |  |  | 0 | 0 |  | 0.075 | 7.4999999999999997E-2 | 7.4999999999999997E-2 | 0.25 | 0.25 | 2023-10-25 | [7 empty] | 2023-11-10 00:00:00 | 53.7135 | -2.4758
DATA NOT AVAILABLE | DATA NOT AVAILABLE | EMBER ENERGY | LANESIDE FARM | GRINDLETON | WEST BRADFORD | WEST BRADFORD | LANCASHIRE | BB7 4QH | ENGLAND | 374889 | 444893 | PADIHAM | PADIHAM | RIBBLESDALE | 0 | ELECTRICITY NORTH WEST LIMITED | PV | NO | 0 | 0 | 0.11 |  |  |  | 0 | 0 | 0 |  |  |  | 0 | 0 | 0 | NO | ACCEPTED TO CONNECT | 0 |  |  | 0 | 0 |  | 0.11 | 0.11 | 0.11 | 0.15 | 0.15 | 2023-10-27 | [7 empty] | 2023-11-10 00:00:00 | 53.8996 | -2.3836
DATA NOT AVAILABLE | DATA NOT AVAILABLE | EMBER ENERGY | GMC BAILLIE SONS | SILL FARM | LEE LANE | ORMSKIRK | LANCASHIRE | L40 3SJ | ENGLAND | 349501 | 413358 | PENWORTHAM WEST | WRIGHTINGTON | WRIGHTINGTON | 0 | ELECTRICITY NORTH WEST LIMITED | PV | NO | 0 | 0 | 0.05 |  |  |  | 0 | 0 | 0 |  |  |  | 0 | 0 | 0 | NO | ACCEPTED TO CONNECT | 0 |  |  | 0 | 0 |  | 0.05 | 0.05 | 0.05 | 0.05 | 0.05 | 2023-10-27 | [7 empty] | 2023-11-10 00:00:00 | 53.6143 | -2.7648
DATA NOT AVAILABLE | DATA NOT AVAILABLE | ESP ELECTRICITY LTD | 940 - UNITS 4 | 5 & 6 THE PEEL CENTRE | WHITEBIRK DRIVE | BLACKBURN | LANCASHIRE | BB1 3HT | ENGLAND | 370615 | 429318 | PENWORTHAM EAST | BLACKBURN | BLACKBURN | 0 | ELECTRICITY NORTH WEST LIMITED | PV | NO | 0 | 0 | 0.18 |  |  |  | 0 | 0 | 0 |  |  |  | 0 | 0 | 0 | NO | ACCEPTED TO CONNECT | 0 |  |  | 0 | 0 |  | 0.18 | 0.18 | 0.18 | 0.18 | 0.18 | 2023-10-27 | [7 empty] | 2023-11-10 00:00:00 | 53.7594 | -2.4472
DATA NOT AVAILABLE | DATA NOT AVAILABLE | E.ON UK HEAT LTD | BLUEBELL FRESH FOOD CENTRE | BLUEBELL WAY | RIBBLETON | PRESTON | LANCASHIRE | PR2 5PY | ENGLAND | 357557 | 432607 | PENWORTHAM EAST | PRESTON EAST | RIBBLETON | 0 | ELECTRICITY NORTH WEST LIMITED | PV | NO | 0 | 0 | 0.85 |  |  |  | 0 | 0 | 0 |  |  |  | 0 | 0 | 0 | NO | ACCEPTED TO CONNECT | 0 |  |  | 0 | 0 |  | 0.85 | 0.85 | 0.85 | 0.85 | 0.85 | 2023-10-19 | [7 empty] | 2023-11-10 00:00:00 | 53.788 | -2.6457
DATA NOT AVAILABLE | DATA NOT AVAILABLE | B GREENN LIMITED | MARLAND SERVICE STATION | 128 BOLTON ROAD |  | ROCHDALE | GREATER MANCHESTER | OL11 4QX | ENGLAND | 387893 | 411805 | ROCHDALE | ROCHDALE CENTRAL | ROCHDALE CENTRAL | 0 | ELECTRICITY NORTH WEST LIMITED | PV | NO | 0 | 0 | 0.05 |  |  |  | 0 | 0 | 0 |  |  |  | 0 | 0 | 0 | NO | ACCEPTED TO CONNECT | 0 |  |  | 0 | 0 |  | 0.05 | 0.05 | 0.05 | 0.05 | 0.05 | 2023-10-19 | [7 empty] | 2023-11-10 00:00:00 | 53.6027 | -2.1844
DATA NOT AVAILABLE | DATA NOT AVAILABLE | STOCKPORT METROPOLITAN BOROUGH COUNCIL | GRAND CENTRAL LIFE LEISURE, GRAND CENTRAL SQUARE, WELLINGTON ROAD S, WELLINGTON ROAD N |  |  | STOCKPORT | GREATER MANCHESTER | SK1 3TA | ENGLAND | 389418 | 390002 | BREDBURY | ADSWOOD GRID | WINIFRED RD | 0.4 | ELECTRICITY NORTH WEST LIMITED | PV | NO | 0 | 0 | 0.264 |  |  |  | 0 | 0 | 0 |  |  |  | 0 | 0 | 0 |  | CONNECTED | 0.264 |  |  | 0.35 | 0.35 | 2023-06-09 | 0 |  |  | 0 | 0 | [8 empty] | 2023-11-10 00:00:00 | 53.4067 | -2.1606
DATA NOT AVAILABLE | DATA NOT AVAILABLE | SOLAR FOR SCHOOLS | ST CHRISTOPHER'S C OF E HIGH SCHOOL ACADEMY, QUEENS RD W, ACCRINGTON |  |  | ACCRINGTON | LANCASHIRE | BB5 4AY | ENGLAND | 375333 | 429444 | PADIHAM - ROCHDALE GSP | HUNCOAT | CHURCH | 0.4 | ELECTRICITY NORTH WEST LIMITED | PV | NO | 0 | 0 | 0.2 |  |  |  | 0 | 0 | 0 |  |  |  | 0 | 0 | 0 |  | CONNECTED | 0.2 | 0.2 | 0.2 | 0.28 | 0.28 | 2023-07-20 | 0 |  |  | 0 | 0 | [8 empty] | 2023-11-10 00:00:00 | 53.7608 | -2.3756
DATA NOT AVAILABLE | DATA NOT AVAILABLE | NIGHTINGALE ELECTRICAL (BOLTON) LTD | CROWN POINT CROWN HOUSE, HEAP BROW, BURY |  |  | BURY | GREATER MANCHESTER | BL9 7JR | ENGLAND | 382585 | 410464 | PADIHAM - ROCHDALE GSP | CASTLETON | HEADY HILL | 0.4 | ELECTRICITY NORTH WEST LIMITED | PV | NO | 0 | 0 | 0.05 |  |  |  | 0 | 0 | 0 |  |  |  | 0 | 0 | 0 |  | CONNECTED | 0.05 | 0.05 | 0.05 | 0.16 | 0.16 | 2023-07-26 | 0 |  |  | 0 | 0 | [8 empty] | 2023-11-10 00:00:00 | 53.5905 | -2.2646
DATA NOT AVAILABLE | DATA NOT AVAILABLE | HOWPOW LTD | AQUINAS COLLEGE NANGREAVE RD, HEAVILEY, STOCKPORT |  |  | STOCKPORT | GREATER MANCHESTER | SK2 6TH | ENGLAND | 390327 | 388804 | BREDBURY | ADSWOOD GRID | WINIFRED RD | 0.4 | ELECTRICITY NORTH WEST LIMITED | PV | NO | 0 | 0 | 0.165 |  |  |  | 0 | 0 | 0 |  |  |  | 0 | 0 | 0 |  | CONNECTED | 0.165 |  |  | 0.45 | 0.45 | 2023-09-07 | 0 |  |  | 0 | 0 | [8 empty] | 2023-11-10 00:00:00 | 53.396 | -2.1469
DATA NOT AVAILABLE | DATA NOT AVAILABLE | ENGENERA RENEWABLES LTD | AMR TEXTILES LIMITED, UNIT F1-F2 EUROPA TRADING ESTATE, STONECLOUGH ROAD, RADCLIFFE, |  |  | MANCHESTER | GREATER MANCHESTER | M26 1QG | ENGLAND | 375650 | 405264 | KEARSLEY LOCAL 33KV | KEARSLEY LOCAL 33KV | RINGLEY PRY (200216) | 11 | ELECTRICITY NORTH WEST LIMITED | PV | NO | 0 | 0 | 0.76 |  |  |  | 0 | 0 | 0 |  |  |  | 0 | 0 | 0 |  | CONNECTED | 0.76 | 0.19900000000000001 | 0.19900000000000001 | 0.58 | 0.58 | 2023-09-08 | 0 |  |  | 0 | 0 | [8 empty] | 2023-12-14 00:00:00 | 53.5434 | -2.3689
DATA NOT AVAILABLE | DATA NOT AVAILABLE | PERFECT SENSE ENERGY | GREENGATE STREET, OLDHAM, |  |  | OLDHAM | LANCASHIRE | OL4 1DF | ENGLAND | 393614 | 404719 | WHITEGATE GSP | GREENHILL | GREENHILL PRIMARY (300024) | 6.6 | ELECTRICITY NORTH WEST LIMITED | PV | NO | 0 | 0 | 0.715 |  |  |  | 0 | 0 | 0 |  |  |  | 0 | 0 | 0 |  | ACCEPTED TO CONNECT | 0 |  |  | 0 | 0 |  | 0.715 | 0.19900000000000001 | 0.19900000000000001 | 0.59 | 0.59 | 2022-09-08 | [7 empty] | 2023-12-14 00:00:00 | 53.5391 | -2.0978
DATA NOT AVAILABLE | DATA NOT AVAILABLE | PERFECT SENSE ENERGY | LEIGH COMMERCE PARK, GREEN FOLD WAY, LEIGH |  |  | LEIGH | LANCASHIRE | WN7 3XH | ENGLAND | 366728 | 398896 | KEARSLEY GSP | ATHERTON | BEDFORD (205315) | 11 | ELECTRICITY NORTH WEST LIMITED | PV | NO | 0 | 0 | 0.198 |  |  |  | 0 | 0 | 0 |  |  |  | 0 | 0 | 0 |  | CONNECTED | 0.198 | 0.19800000000000001 | 0.19800000000000001 | 0.26 | 0.26 | 2023-08-24 | 0 |  |  | 0 | 0 | [8 empty] | 2023-12-14 00:00:00 | 53.4857 | -2.5029
DATA NOT AVAILABLE | DATA NOT AVAILABLE | GEO GREEN POWER | 101 BRINKSWAY, STOCKPORT |  |  | STOCKPORT | CHESHIRE | SK3 0HX | ENGLAND | 388594 | 389930 | BREDBURY | ADSWOOD GRID | BRINKSWAY (303222) | 0.4 | ELECTRICITY NORTH WEST LIMITED | PV | NO | 0 | 0 | 0.18 |  |  |  | 0 | 0 | 0 |  |  |  | 0 | 0 | 0 |  | CONNECTED | 0.18 | 0.18 | 0.18 | 0.12 | 0.12 | 2023-03-16 | 0 |  |  | 0 | 0 | [8 empty] | 2023-12-14 00:00:00 | 53.4061 | -2.173
DATA NOT AVAILABLE | DATA NOT AVAILABLE | EDEN SUSTAINABLE LTD | 293 BLACKGATE LANE, TARLETON, HOLMES, PRESTON, |  |  | PRESTON | LANCASHIRE | PR4 6JJ | ENGLAND | 343774 | 419342 | PENWORTHAM WEST GSP - STANAH | WRIGHTINGTON | HANGING BRIDGE (400206) | 11 | ELECTRICITY NORTH WEST LIMITED | PV | NO | 0 | 0 | 0.99 |  |  |  | 0 | 0 | 0 |  |  |  | 0 | 0 | 0 |  | ACCEPTED TO CONNECT | 0 |  |  | 0 | 0 |  | 0.99 | 0.99 | 0.99 | 1.1 | 1.1 | 2023-03-27 | [7 empty] | 2023-12-14 00:00:00 | 53.6675 | -2.8525
DATA NOT AVAILABLE | DATA NOT AVAILABLE | NPS ENERGY | MANOR MILL, VICTORIA ST, CHADDERTON |  |  | OLDHAM | LANCASHIRE | OL9 0DD | ENGLAND | 391164 | 405894 | WHITEGATE GSP | GREENHILL | WILLOWBANK (302292) | 0.4 | ELECTRICITY NORTH WEST LIMITED | PV | NO | 0 | 0 | 0.25 |  |  |  | 0 | 0 | 0 |  |  |  | 0 | 0 | 0 |  | CONNECTED | 0.25 | 0.2 | 0.2 | 0.24 | 0.24 | 2022-08-15 | 0 |  |  | 0 | 0 | [8 empty] | 2023-12-14 00:00:00 | 53.5496 | -2.1348
DATA NOT AVAILABLE | DATA NOT AVAILABLE | PERFECT SENSE ENERGY | SALMON FIELDS, ROYTON, OLDHAM |  |  | OLDHAM | LANCASHIRE | OL2 6JG | ENGLAND | 393137 | 407115 | WHITEGATE GSP | ROYTON | HEYSIDE (302808) | 0.4 | ELECTRICITY NORTH WEST LIMITED | PV | NO | 0 | 0 | 0.44 |  |  |  | 0 | 0 | 0 |  |  |  | 0 | 0 | 0 |  | CONNECTED | 0.44 | 0.19900000000000001 | 0.19900000000000001 | 0.55 | 0.55 | 2023-06-01 | 0 |  |  | 0 | 0 | [8 empty] | 2023-12-14 00:00:00 | 53.5606 | -2.1051
DATA NOT AVAILABLE | DATA NOT AVAILABLE | GENEMEC LIMITED | COLLINGHAM, BURROW BECK BRIDGE, SCOTFORTH ROAD, LANCASTER |  |  | LANCASTER | LANCASHIRE | LA1 4JL | ENGLAND | 348180 | 458467 | DATA NOT AVAILABLE | DATA NOT AVAILABLE | DATA NOT AVAILABLE | 11 | ELECTRICITY NORTH WEST LIMITED | PV | NO | 0 | 0 | 0.99 |  |  |  | 0 | 0 | 0 |  |  |  | 0 | 0 | 0 |  | ACCEPTED TO CONNECT | 0 |  |  | 0 | 0 |  | 0.99 | 0.99 | 0.99 | 0.05 | 0.05 | 2023-05-12 | [7 empty] | 2023-12-14 00:00:00 | 54.0196 | -2.7924
DATA NOT AVAILABLE | DATA NOT AVAILABLE | ENVIRONMENTAL ROOFING SERVICES | NW METALS SECTIONS, 4 GLEBE ROAD, SKELMERSDALE |  |  | SKELMERSDALE | LANCASHIRE | WN8 9JP | ENGLAND | 348465 | 405736 | WASHWAY FARM GSP - KIRKBY GSP | SKELMERSDALE GRID | WILLOW HEY (200402) | 0.4 | ELECTRICITY NORTH WEST LIMITED | PV | NO | 0 | 0 | 0.2 |  |  |  | 0 | 0 | 0 |  |  |  | 0 | 0 | 0 |  | ACCEPTED TO CONNECT | 0 |  |  | 0 | 0 |  | 0.2 | 0.13 | 0.13 | 0.13 | 0.13 | 2023-02-10 | [7 empty] | 2023-12-14 00:00:00 | 53.5457 | -2.7792
DATA NOT AVAILABLE | DATA NOT AVAILABLE | RYSE ENERGY UK LTD | WAREING BUILDINGS, WHINBRICK WORKS, BLACKPOOL ROAD, KIRKHAM, PRESTON |  |  | PRESTON | LANCASHIRE | PR4 2RJ | ENGLAND | 340050 | 432534 | PENWORTHAM WEST GSP - STANAH | PEEL | HALL CROSS (400407) | 0.4 | ELECTRICITY NORTH WEST LIMITED | PV | NO | 0 | 0 | 0.4 |  |  |  | 0 | 0 | 0 |  |  |  | 0 | 0 | 0 |  | ACCEPTED TO CONNECT | 0 |  |  | 0 | 0 |  | 0.4 | 0.2 | 0.2 | 0.265 | 0.265 | 2023-07-11 | [7 empty] | 2023-12-14 00:00:00 | 53.7857 | -2.9114
DATA NOT AVAILABLE | DATA NOT AVAILABLE | CUSTOM SOLAR LTD | SOWARTH FIELD INDUSTRIAL ESTATE, SOWARTH INDUSTRIAL ESTATE, SETTLE |  |  | SETTLE | YORKSHIRE | BD24 9AE | ENGLAND | 381472 | 463539 | PADIHAM - ROCHDALE GSP | NELSON GSP | SETTLE (609962) | 11 | ELECTRICITY NORTH WEST LIMITED | PV | NO | 0 | 0 | 0.24 |  |  |  | 0 | 0 | 0 |  |  |  | 0 | 0 | 0 |  | ACCEPTED TO CONNECT | 0 |  |  | 0 | 0 |  | 0.24 | 0.2 | 0.2 | 4.3 | 4.3 | 2023-09-28 | [7 empty] | 2023-12-14 00:00:00 | 54.0675 | -2.2846
DATA NOT AVAILABLE | DATA NOT AVAILABLE | SCOTIA ENERGY | COCKLAKES HOUSE, A66, TROUTBECK, PENRITH |  |  | PENRITH | CUMBRIA | CA11 0SG | ENGLAND | 340698 | 527662 | HARKER - HUTTON | PENRITH BSP | GILLSROW (609666) | 0.4 | ELECTRICITY NORTH WEST LIMITED | PV | NO | 0 | 0 | 0.05 |  |  |  | 0 | 0 | 0 |  |  |  | 0 | 0 | 0 |  | ACCEPTED TO CONNECT | 0 |  |  | 0 | 0 |  | 0.05 | 0.05 | 0.05 | 0.095 | 0.095 | 2023-05-23 | [7 empty] | 2023-12-14 00:00:00 | 54.6406 | -2.9204
DATA NOT AVAILABLE | DATA NOT AVAILABLE | ENVIROLEC SMART ENERGY SOLUTIONS | MIDGUARD LIMITED DUCTAVENT LTD , GARRARD PLACE, SKELMERDALE |  |  | SKELMERSDALE | LANCASHIRE | WN8 9SG | ENGLAND | 347646 | 405523 | WASHWAY FARM GSP - KIRKBY GSP | SKELMERSDALE GRID | WILLOW HEY (200402) | 0.4 | ELECTRICITY NORTH WEST LIMITED | PV | NO | 0 | 0 | 0.11 |  |  |  | 0 | 0 | 0 |  |  |  | 0 | 0 | 0 |  | ACCEPTED TO CONNECT | 0 |  |  | 0 | 0 |  | 0.11 | 0.08 | 0.08 | 0.02 | 0.02 | 2023-07-25 | [7 empty] | 2023-12-14 00:00:00 | 53.5437 | -2.7915
DATA NOT AVAILABLE | DATA NOT AVAILABLE | WPL CONSULTING | ASHBURTON ROAD WEST, TRAFFORD PARK, MANCHESTER |  |  | MANCHESTER | GREATER MANCHESTER | M17 1TD | ENGLAND | 377692 | 397428 | CARRINGTON | BARTON | LYONS RD (100618) | 0.4 | ELECTRICITY NORTH WEST LIMITED | PV | NO | 0 | 0 | 0.2 |  |  |  | 0 | 0 | 0 |  |  |  | 0 | 0 | 0 |  | CONNECTED | 0.2 | 0.248 | 0.248 | 0.14 | 0.14 | 2022-07-04 | 0 |  |  | 0 | 0 | [8 empty] | 2023-12-14 00:00:00 | 53.4731 | -2.3376
DATA NOT AVAILABLE | DATA NOT AVAILABLE | G & A WALLCE ENGINEERS LTD | ABBOTS LODGE |  | CLIFTON | PENRITH | CUMBRIA | CA10 2HD | ENGLAND | 354348 | 524642 | HARKER/HUTTON | PENRITH/SHAP | NEWBY | 11 | ELECTRICITY NORTH WEST LIMITED | PV | NO | 0 | 0 | 0.05 |  |  |  | 0 | 0 | 0 |  |  |  | 0 | 0 | 0 | NO | ACCEPTED TO CONNECT | 0 |  |  | 0 | 0 |  | 0.05 | 0.05 | 0.05 | 0.05 | 0.05 | 2023-11-06 | [7 empty] | 2023-11-21 00:00:00 | 54.6149 | -2.7084
DATA NOT AVAILABLE | DATA NOT AVAILABLE | ROLAND HILL LTD | UNIT 3 SHADDONGATE |  |  | CARLISLE | CUMBRIA | CA2 5TZ | ENGLAND | 339490 | 555666 | HARKER/HUTTON | CARLISLE | JAMES ST | 0.4 | ELECTRICITY NORTH WEST LIMITED | OTHER | NO | 0 | 0 | 0.025 |  |  |  | 0 | 0 | 0 |  |  |  | 0 | 0 | 0 | NO | ACCEPTED TO CONNECT | 0 |  |  | 0 | 0 |  | 0.025 | 2.5000000000000001E-2 | 2.5000000000000001E-2 | 0.06 | 0.06 | 2023-11-06 | [7 empty] | 2023-11-21 00:00:00 | 54.8921 | -2.9449
DATA NOT AVAILABLE | DATA NOT AVAILABLE | ENERGY OASIS | J T ATKINSON & SONS LTD | UNIT 1 CANNON PARK | CROSSCROFT INDUSTRIAL ESTATE | APPLEBY IN WESTMORELAND | CUMBRIA | CA16 6HX | ENGLAND | 369554 | 520115 | HARKER/HUTTON | PENRITH/SHAP | KIRKBY THORE | DATA NOT AVAILABLE | ELECTRICITY NORTH WEST LIMITED | PV | NO | 0 | 0 | 0.02 |  |  |  | 0 | 0 | 0 |  |  |  | 0 | 0 | 0 | NO | ACCEPTED TO CONNECT | 0 |  |  | 0 | 0 |  | 0.02 | 0.02 | 0.02 | 0.06 | 0.06 | 2023-11-06 | [7 empty] | 2023-11-21 00:00:00 | 54.5753 | -2.4725
DATA NOT AVAILABLE | DATA NOT AVAILABLE | ONE ENERGY PROJECTS | UNIT E1 MOSS INDUSTRIAL ESTATE |  |  | LEIGH | LANCASHIRE | WN7 3PT | ENGLAND | 364116 | 398056 | BOLD | GOLBORNE | GOLBORNE | 0.4 | ELECTRICITY NORTH WEST LIMITED | PV | NO | 0 | 0 | 0.025 |  |  |  | 0 | 0 | 0 |  |  |  | 0 | 0 | 0 | NO | ACCEPTED TO CONNECT | 0 |  |  | 0 | 0 |  | 0.025 | 2.5000000000000001E-2 | 2.5000000000000001E-2 | 0.06 | 0.06 | 2023-11-08 | [7 empty] | 2023-11-21 00:00:00 | 53.478 | -2.5421
DATA NOT AVAILABLE | DATA NOT AVAILABLE | WILLMOTT DIXON CONSTRUCTION LTD | TARLETON ACADEMY | HESKETH LANE | TARLETON | PRESTON | LANCASHIRE | PR4 6AQ | ENGLAND | 345312 | 421345 | PENWORTHAM WEST | WRIGHTINGTON | TARLETON | 0.4 | ELECTRICITY NORTH WEST LIMITED | PV | NO | 0 | 0 | 0.2 |  |  |  | 0 | 0 | 0 |  |  |  | 0 | 0 | 0 | NO | ACCEPTED TO CONNECT | 0 |  |  | 0 | 0 |  | 0.2 | 0.2 | 0.2 | 0.2 | 0.2 | 2023-11-29 | [7 empty] | 2023-12-06 00:00:00 | 53.6857 | -2.8295
DATA NOT AVAILABLE | DATA NOT AVAILABLE | E.ON UK HEAT LTD | SAINSBURY'S SUPERMARKET | LLOYD STREET |  | ALTRINCHAM | CHESHIRE | WA14 2SU | ENGLAND | 376791 | 387498 | CARRINGTON | ALTRINCHAM | BOWDON | DATA NOT AVAILABLE | ELECTRICITY NORTH WEST LIMITED | PV | NO | 0 | 0 | 0.28 |  |  |  | 0 | 0 | 0 |  |  |  | 0 | 0 | 0 | NO | ACCEPTED TO CONNECT | 0 |  |  | 0 | 0 |  | 0.28 | 0.28000000000000003 | 0.28000000000000003 | 0.475 | 0.475 | 2023-11-21 | [7 empty] | 2023-12-06 00:00:00 | 53.3838 | -2.3504
DATA NOT AVAILABLE | DATA NOT AVAILABLE | HYPERION ZERO LTD | HADFIELDS STOCKPORT | BREDBURY PARK WAY | BREDBURY | STOCKPORT | GREATER MANCHESTER | SK6 2TJ | ENGLAND | 392346 | 392661 | BREDBURY | VERNON PK GRID | WOODLEY (303215) | 0.4 | ELECTRICITY NORTH WEST LIMITED | PV | NO | 0 | 0 | 0.13 |  |  |  | 0 | 0 | 0 |  |  |  | 0 | 0 | 0 |  | ACCEPTED TO CONNECT | 0 |  |  | 0 | 0 |  | 0.13 | 0.13 | 0.13 | 0.125 | 0.125 | 2023-05-30 | [7 empty] | 2024-01-16 00:00:00 | 53.4307 | -2.1167
DATA NOT AVAILABLE | DATA NOT AVAILABLE | AZTEC SOLAR ENERGY LTD | NATIONAL CARPETS ECLIPSE CENTRE, BUCKLEY ROAD, ROCHDALE, LANCASHIRE | BUCKLEY ROAD |  | ROCHDALE | LANCASHIRE | OL12 9BH | ENGLAND | 390708 | 414849 | PADIHAM - ROCHDALE GSP | BELFIELD GRID | WARDLEWORTH (304886) | 0.4 | ELECTRICITY NORTH WEST LIMITED | PV | NO | 0 | 0 | 0.233 |  |  |  | 0 | 0 | 0 |  |  |  | 0 | 0 | 0 |  | ACCEPTED TO CONNECT | 0 |  |  | 0 | 0 |  | 0.233 | 0.2 | 0.2 | 0.118 | 0.118 | 2023-12-04 | [7 empty] | 2024-01-16 00:00:00 | 53.6301 | -2.142
DATA NOT AVAILABLE | DATA NOT AVAILABLE | SHAWTON ENERGY ENGINEERING LTD | MANCHESTER VICTORIA AND ALBERT HOTEL, WATER STREET, MANCHESTER | WATER STREET |  | MANCHESTER | GREATER MANCHESTER | M3 4JQ | ENGLAND | 383128 | 398118 | KEARSLEY GSP | FREDERICK RD GRID | ST JOHNS (100647) | 6.6 | ELECTRICITY NORTH WEST LIMITED | PV | NO | 0 | 0 | 0.12 |  |  |  | 0 | 0 | 0 |  |  |  | 0 | 0 | 0 |  | ACCEPTED TO CONNECT | 0 |  |  | 0 | 0 |  | 0.12 | 0.12 | 0.12 | 0.35 | 0.35 | 2023-10-31 | [7 empty] | 2024-01-16 00:00:00 | 53.4795 | -2.2557
DATA NOT AVAILABLE | DATA NOT AVAILABLE | PHOTON ENERGY LTD | FRED LONGWORTH HIGH SCHOOL, PRINTSHOP LANE, TYLDESELEY, MANCHESTER, | PRINTSHOP LANE | TYLDESELEY | MANCHESTER | GREATER MANCHESTER | M29 8JN | ENGLAND | 368366 | 402016 | KEARSLEY GSP | ATHERTON | 205318 | 11 | ELECTRICITY NORTH WEST LIMITED | PV | NO | 0 | 0 | 0.422 |  |  |  | 0 | 0 | 0 |  |  |  | 0 | 0 | 0 |  | ACCEPTED TO CONNECT | 0 |  |  | 0 | 0 |  | 0.422 | 0.42199999999999999 | 0.42199999999999999 | 1 | 1 | 2023-07-17 | [7 empty] | 2024-01-16 00:00:00 | 53.5139 | -2.4785
DATA NOT AVAILABLE | DATA NOT AVAILABLE | DATA NOT AVAILABLE | PRECISION POLYMER ENGINEERING LTD GREENBANK WAY, BLACKBURN | GREENBANK WAY |  | BLACKBURN | LANCASHIRE | BB1 3EA | ENGLAND | 370080 | 428976 | PENWORTHAM EAST GSP - ROCHDALE GSP | BLACKBURN | BLACKBURN (400001) | 0.4 | ELECTRICITY NORTH WEST LIMITED | PV | NO | 0 | 0 | 0.48 |  |  |  | 0 | 0 | 0 |  |  |  | 0 | 0 | 0 |  | ACCEPTED TO CONNECT | 0 |  |  | 0 | 0 |  | 0.48 | 0.48 | 0.48 | 1 | 1 | 2023-11-02 | [7 empty] | 2024-01-16 00:00:00 | 53.7563 | -2.4553
DATA NOT AVAILABLE | DATA NOT AVAILABLE | DATA NOT AVAILABLE | CHEADLE COLLEGE CHEADLE ROAD, CHEADLE HULME, CHEADLE, | CHEADLE HULME |  | CHEADLE | GREATER MANCHESTER | SK8 5HA | ENGLAND | 386562 | 387275 | SOUTH MANCHESTER GSP | MOSS NOOK GRID | HIGHER MILL (100118) | 0.4 | ELECTRICITY NORTH WEST LIMITED | PV | NO | 0 | 0 | 0.1 |  |  |  | 0 | 0 | 0 |  |  |  | 0 | 0 | 0 |  | ACCEPTED TO CONNECT | 0 |  |  | 0 | 0 |  | 0.1 | 0.1 | 0.1 | 0.3 | 0.3 | 2023-10-11 | [7 empty] | 2024-01-16 00:00:00 | 53.3821 | -2.2035
DATA NOT AVAILABLE | DATA NOT AVAILABLE | ENERGY GUYS | LANCASHIRE LAMINATORS COMMERCIAL ROAD, DARWEN | COMMERCIAL ROAD |  | DARWEN | LANCASHIRE | BB3 0DH | ENGLAND | 368780 | 424107 | PENWORTHAM EAST GSP - ROCHDALE GSP | LOWER DARWEN BSP | EXCHANGE ST (400007) | 0.4 | ELECTRICITY NORTH WEST LIMITED | PV | NO | 0 | 0 | 0.075 |  |  |  | 0 | 0 | 0 |  |  |  | 0 | 0 | 0 |  | ACCEPTED TO CONNECT | 0 |  |  | 0 | 0 |  | 0.075 | 7.4999999999999997E-2 | 7.4999999999999997E-2 | 0.25 | 0.25 | 2023-10-25 | [7 empty] | 2024-01-16 00:00:00 | 53.7124 | -2.4745
DATA NOT AVAILABLE | DATA NOT AVAILABLE | THE UK ENERGY GUYS LTD | UNIT 3 MARLBOROUGH WORKS, MARLBOROUGH ROAD, ACCRINGTON | MARLBOROUGH ROAD |  | ACCRINGTON | LANCASHIRE | BB5 5BN | ENGLAND | 376045 | 429691 | PADIHAM - ROCHDALE GSP | HUNCOAT | STRAWBERRY BANK (400012) | 0.4 | ELECTRICITY NORTH WEST LIMITED | PV | NO | 0 | 0 | 0.06 |  |  |  | 0 | 0 | 0 |  |  |  | 0 | 0 | 0 |  | ACCEPTED TO CONNECT | 0 |  |  | 0 | 0 |  | 0.06 | 3.6999999999999998E-2 | 3.6999999999999998E-2 | 0.06 | 0.06 | 2023-01-11 | [7 empty] | 2024-01-16 00:00:00 | 53.763 | -2.3649
DATA NOT AVAILABLE | DATA NOT AVAILABLE | DATA NOT AVAILABLE | EMPIRE HOUSE COLLEGE ROAD, ROCHDALE | COLLEGE ROAD |  | ROCHDALE | LANCASHIRE | OL12 6AE | ENGLAND | 389133 | 413465 | PADIHAM - ROCHDALE GSP | ROCHDALE CENTRAL | ROCHDALE CENTRAL PRIMARY (304882) | 0.4 | ELECTRICITY NORTH WEST LIMITED | PV | NO | 0 | 0 | 0.05 |  |  |  | 0 | 0 | 0 |  |  |  | 0 | 0 | 0 |  | ACCEPTED TO CONNECT | 0 |  |  | 0 | 0 |  | 0.05 | 0.05 | 0.05 | 0.1 | 0.1 | 2023-11-06 | [7 empty] | 2024-01-16 00:00:00 | 53.6176 | -2.1658
DATA NOT AVAILABLE | DATA NOT AVAILABLE | DATA NOT AVAILABLE | SHAW CROMPTON HEALTH HUB WESTWAY, SHAW, OLDHAM | WESTWAY | SHAW HOUSE KIRKBRIDGE WIGTON | OLDHAM | GREATER MANCHESTER | OL2 8RQ | ENGLAND | 393780 | 408837 |  |  | HEYSIDE | 6.6 | ELECTRICITY NORTH WEST LIMITED | PV | NO | 0 | 0 | 0.1 |  |  |  | 0 | 0 | 0 |  |  |  | 0 | 0 | 0 |  | ACCEPTED TO CONNECT | 0 |  |  | 0 | 0 |  | 0.1 | 0.1 | 0.1 | 2 | 2 | 2023-11-03 | [7 empty] | 2024-01-16 00:00:00 | 53.5761 | -2.0954
DATA NOT AVAILABLE | DATA NOT AVAILABLE | CENTRECO UK LIMITED | THROSTLE NEST FARM | STANALEE LANE | GOOSNARGH | PRESTON | LANCASHIRE | PR3 2EQ | ENGLAND | 354059 | 441749 | PENWORTHAM EAST | RIBBLE | MOORSIDE | 0.4 | ELECTRICITY NORTH WEST LIMITED | PV | NO | 0 | 0 | 0.088 |  |  |  | 0 | 0 | 0 |  |  |  | 0 | 0 | 0 | NO | ACCEPTED TO CONNECT | 0 |  |  | 0 | 0 |  | 0.088 | 8.7999999999999995E-2 | 8.7999999999999995E-2 | 0.06 | 0.06 | 2023-12-18 | TO BE CONFIRMED | [6 empty] | 2024-01-16 00:00:00 | 53.8699 | -2.7002
DATA NOT AVAILABLE | DATA NOT AVAILABLE | PERFECT SENSE ENERGY | COMFY QUILTS DEPOT 3, HANSON CLOSE, MIDDLETON, MANCHESTER | HANSON CLOSE | MIDDLETON | MANCHESTER | GREATER MANCHESTER | M24 2HD | ENGLAND | 387971 | 406219 | WHITEGATE GSP | CHADDERTON GRID | LANGLEY (302855) | 11 | ELECTRICITY NORTH WEST LIMITED | PV | NO | 0 | 0 | 0.2 |  |  |  | 0 | 0 | 0 |  |  |  | 0 | 0 | 0 |  | CONNECTED | 0.2 | 0.2 | 0.2 | 0.2 | 0.2 | 2022-11-24 | 0 |  |  | 0 | 0 | [8 empty] | 2024-01-16 00:00:00 | 53.5525 | -2.183
DATA NOT AVAILABLE | DATA NOT AVAILABLE | SOLAR CROWN | STARBANK PANEL PRODUCTS LTD, SANKEY VALLEY INDUSTRIAL ESTATE, ANGLEZARKE ROAD | SANKEY VALLEY INDUSTRIAL ESTATE | ANGLEZARKE ROAD | WIGAN | LANCASHIRE | WA12 8DJ | ENGLAND | 357621 | 394756 | BOLD | GOLBORNE | NEWTON LE WILLOWS (205307) | 11 | ELECTRICITY NORTH WEST LIMITED | PV | NO | 0 | 0 | 0.6 |  |  |  | 0 | 0 | 0 |  |  |  | 0 | 0 | 0 |  | CONNECTED | 0.6 | 0.2 | 0.2 | 0.5 | 0.5 | 2023-05-11 | 0 |  |  | 0 | 0 | [8 empty] | 2024-01-16 00:00:00 | 53.4479 | -2.6396
DATA NOT AVAILABLE | DATA NOT AVAILABLE | ENERGY GAIN UK LTD | HOLLYGATE AIRCRAFT COMPONENTS LTD, THE HOLLYGATE, ALBERT STREET | THE HOLLYGATE | ALBERT STREET | STOCKPORT | GREATER MANCHESTER | SK3 0BA | ENGLAND | 388797 | 390088 | BREDBURY | ADSWOOD GRID | BRINKSWAY (303222) | 0.4 | ELECTRICITY NORTH WEST LIMITED | PV | NO | 0 | 0 | 0.24 |  |  |  | 0 | 0 | 0 |  |  |  | 0 | 0 | 0 |  | CONNECTED | 0.24 | 0.2 | 0.2 | 0.1 | 0.1 | 2023-11-08 | 0 |  |  | 0 | 0 | [8 empty] | 2024-01-16 00:00:00 | 53.4075 | -2.17
DATA NOT AVAILABLE | DATA NOT AVAILABLE | AMS SOLUTIONS (UK) LTD | RRG TOYOTA BOLTON, 81 BURY NEW ROAD, HAULGH, BOLTON | 81 BURY NEW ROAD | HAULGH | BOLTON | GREATER MANCHESTER | BL2 2BN | ENGLAND | 372688 | 409305 | KEARSLEY GSP | BOLTON GRID | UNION RD (200114) | 0.4 | ELECTRICITY NORTH WEST LIMITED | PV | NO | 0 | 0 | 0.11 |  |  |  | 0 | 0 | 0 |  |  |  | 0 | 0 | 0 |  | CONNECTED | 0.11 | 0.11 | 0.11 | 0.23 | 0.23 | 2023-11-20 | 0 |  |  | 0 | 0 | [8 empty] | 2024-02-14 00:00:00 | 53.5796 | -2.414
DATA NOT AVAILABLE | DATA NOT AVAILABLE | NIGHTINGALE ELECTRICAL (BOLTON) LTD | THE CERBERUS GROUP, 26 MISSOURI AVE, SALFORD | THE CERBERUS GROUP, 26 MISSOURI AVE |  | SALFORD | GREATER MANCHESTER | M50 2NP | ENGLAND | 379897 | 398351 | KEARSLEY GSP | FREDERICK RD GRID | WEASTE (100640) | 0.4 | ELECTRICITY NORTH WEST LIMITED | PV | NO | 0 | 0 | 0.24 |  |  |  | 0 | 0 | 0 |  |  |  | 0 | 0 | 0 |  | CONNECTED | 0.24 | 0.13 | 0.13 | 0.05 | 0.05 | 2024-01-09 | 0 |  |  | 0 | 0 | [8 empty] | 2024-02-14 00:00:00 | 53.4815 | -2.3044
DATA NOT AVAILABLE | DATA NOT AVAILABLE | CLIQUE ENERGY LTD | UNITS 1 AND 4, FOX IND ESTATE, HOLYOAKE AVE, BLACKPOOL | UNITS 1 AND 4, FOX IND ESTATE | HOLYOAKE AVE | BLACKPOOL | LANCASHIRE | FY2 0QX | ENGLAND | 332370 | 438341 | PENWORTHAM WEST GSP - STANAH | BISPHAM PRY | BISPHAM PRY (400102) | 0.4 | ELECTRICITY NORTH WEST LIMITED | PV | NO | 0 | 0 | 0.055 |  |  |  | 0 | 0 | 0 |  |  |  | 0 | 0 | 0 |  | CONNECTED | 0.055 | 5.5E-2 | 5.5E-2 | 0.02 | 0.02 | 2023-10-16 | 0 |  |  | 0 | 0 | [8 empty] | 2024-02-14 00:00:00 | 53.8369 | -3.0292
DATA NOT AVAILABLE | DATA NOT AVAILABLE | RELIABLE RENEWABLES | BLACKBURN CHEMICALS | WHITEBIRK INDUSTRIAL ESTATE | CUNLIFFE ROAD | BLACKBURN | LANCASHIRE | BB1 5SX | ENGLAND | 370020 | 430192 | PENWORTHAM EAST | BLACKBURN | BLACKBURN | 0.4 | ELECTRICITY NORTH WEST LIMITED | PV | NO | 0 | 0 | 0.3 |  |  |  | 0 | 0 | 0 |  |  |  | 0 | 0 | 0 | NO | ACCEPTED TO CONNECT | 0 |  |  | 0 | 0 |  | 0.3 | 0.3 | 0.3 | 0.72 | 0.72 | 2024-01-05 | [7 empty] | 2024-02-14 00:00:00 | 53.7672 | -2.4563
DATA NOT AVAILABLE | DATA NOT AVAILABLE | UK POWER DISTRIBUTION | COPSTER HILL ROAD |  |  | OLDHAM | GREATER MANCHESTER | OL8 1QD | ENGLAND | 384947 | 402306 | WHITEGATE | GREENHILL | BELGRAVE | 0.4 | ELECTRICITY NORTH WEST LIMITED | PV | NO | 0 | 0 | 0.055 |  |  |  | 0 | 0 | 0 |  |  |  | 0 | 0 | 0 | NO | ACCEPTED TO CONNECT | 0 |  |  | 0 | 0 |  | 0.055 | 5.5E-2 | 5.5E-2 | 0.2 | 0.2 | 2024-01-25 | [7 empty] | 2024-02-14 00:00:00 | 53.5172 | -2.2285
DATA NOT AVAILABLE | DATA NOT AVAILABLE | ENERGY OASIS | NEW PROGRESS WORKS | CROMPTON WAY |  | BOLTON | GREATER MANCHESTER | BL1 8TY | ENGLAND | 372200 | 411399 | KEARSLEY | BOLTON | UNION RD | 0.4 | ELECTRICITY NORTH WEST LIMITED | PV | NO | 0 | 0 | 0.067 |  |  |  | 0 | 0 | 0 |  |  |  | 0 | 0 | 0 | NO | ACCEPTED TO CONNECT | 0 |  |  | 0 | 0 |  | 0.067 | 6.7000000000000004E-2 | 6.7000000000000004E-2 | 0.106 | 0.106 | 2024-01-12 | [7 empty] | 2024-02-14 00:00:00 | 53.5984 | -2.4215
DATA NOT AVAILABLE | DATA NOT AVAILABLE | GO GREEN SOLAR GROUP LTD | BORDER AGGREGATES | SCOTLAND ROAD |  | CARNFORTH | LANCASHIRE | LA5 9JZ | ENGLAND | 350080 | 470843 | HEYSHAM | LANCASTER | BOLTON LE SANDS | 0.4 | ELECTRICITY NORTH WEST LIMITED | PV | NO | 0 | 0 | 0.06 |  |  |  | 0 | 0 | 0 |  |  |  | 0 | 0 | 0 | NO | ACCEPTED TO CONNECT | 0 |  |  | 0 | 0 |  | 0.06 | 0.06 | 0.06 | 0.09 | 0.09 | 2024-01-30 | [7 empty] | 2024-02-14 00:00:00 | 54.131 | -2.7654
DATA NOT AVAILABLE | DATA NOT AVAILABLE | SWS NORTHWEST | RIPPLE DEVELOPMENTS LTD GREENACRES ROAD, OLDHAM | GREENACRES ROAD |  | OLDHAM | GREATER MANCHESTER | OL4 2AB | ENGLAND | 393805 | 405319 | WHITEGATE GSP | GREENHILL | GREENHILL PRIMARY (300024) | 0.4 | ELECTRICITY NORTH WEST LIMITED | PV | NO | 0 | 0 | 0.08 |  |  |  | 0 | 0 | 0 |  |  |  | 0 | 0 | 0 |  | ACCEPTED TO CONNECT | 0 |  |  | 0 | 0 |  | 0.08 | 0.08 | 0.08 | 0.09 | 0.09 | 2023-11-21 | [7 empty] | 2024-03-14 00:00:00 | 53.5445 | -2.095
DATA NOT AVAILABLE | DATA NOT AVAILABLE | ONE ELECTRICAL LTD | BRADLEY, JUNCTION 21 BUSINESS PARK, GORSE STREET, CHADDERTON | GORSE STREET |  | CHADDERTON | GREATER MANCHESTER | OL9 9QH | ENGLAND | 389774 | 403720 | WHITEGATE GSP | CHADDERTON GRID | CHADDERTON (300029) | 6.6 | ELECTRICITY NORTH WEST LIMITED | PV | NO | 0 | 0 | 0.419 |  |  |  | 0 | 0 | 0 |  |  |  | 0 | 0 | 0 |  | ACCEPTED TO CONNECT | 0 |  |  | 0 | 0 |  | 0.419 | 0.2 | 0.2 | 0.35 | 0.35 | 2024-01-16 | [7 empty] | 2024-03-14 00:00:00 | 53.53 | -2.1557
DATA NOT AVAILABLE | DATA NOT AVAILABLE | SYZYGY RENEWABLES LTD | CHEADLE ROYAL BUSINESS PARK, BROOKS DRIVE, CHEADLE | BROOKS DRIVE |  | CHEADLE | CHESHIRE | SK8 3TD | ENGLAND | 385394 | 386659 | SOUTH MANCHESTER GSP | MOSS NOOK GRID | MOSS NOOK PRY (100139) | 0.4 | ELECTRICITY NORTH WEST LIMITED | PV | NO | 0 | 0 | 0.13 |  |  |  | 0 | 0 | 0 |  |  |  | 0 | 0 | 0 |  | ACCEPTED TO CONNECT | 0 |  |  | 0 | 0 |  | 0.13 | 0.13 | 0.13 | 0.3 | 0.3 | 2022-05-18 | [7 empty] | 2024-03-14 00:00:00 | 53.3766 | -2.221
DATA NOT AVAILABLE | DATA NOT AVAILABLE | G59 PROJECTS LTD | SAFIC-ALCAN UK LTD, UNIT 6, WITHINS POINT WITHINS ROAD, HAYDOCK INDUSTRIAL ESTATE, HAYDOCK | WITHINS POINT WITHINS ROAD | HAYDOCK INDUSTRIAL ESTATE | HAYDOCK | GREATER MANCHESTER | WA11 9UD | ENGLAND | 356651 | 397600 | BOLD | GOLBORNE | HAYDOCK PRY (200400) | 11 | ELECTRICITY NORTH WEST LIMITED | PV | NO | 0 | 0 | 0.2 |  |  |  | 0 | 0 | 0 |  |  |  | 0 | 0 | 0 |  | ACCEPTED TO CONNECT | 0 |  |  | 0 | 0 |  | 0.2 | 0.2 | 0.2 | 0.25 | 0.25 | 2023-10-20 | [7 empty] | 2024-03-14 00:00:00 | 53.4733 | -2.6546
DATA NOT AVAILABLE | DATA NOT AVAILABLE | GEO GREEN POWER LTD | CSG CADISHEAD, LIVERPOOL ROAD, CADISHEAD | LIVERPOOL RD |  | CADISHEAD | GREATER MANCHESTER | M44 5DT | ENGLAND | 370782 | 391669 | CARRINGTON | CARRINGTON BSP | IRLAM (100615) | 6.6 | ELECTRICITY NORTH WEST LIMITED | PV | NO | 0 | 0 | 0.231 |  |  |  | 0 | 0 | 0 |  |  |  | 0 | 0 | 0 |  | ACCEPTED TO CONNECT | 0 |  |  | 0 | 0 |  | 0.231 | 0.23100000000000001 | 0.23100000000000001 | 1 | 1 | 2023-11-13 | [7 empty] | 2024-03-14 00:00:00 | 53.421 | -2.4411
DATA NOT AVAILABLE | DATA NOT AVAILABLE | ONE ENERGY PROJECTS | TRELLEBORG INDUSTRIAL TYRES UK LIMITED - UNIT E9, MOSS INDUSTRIAL ESTATE, LEIGH | MOSS INDUSTRIAL ESTATE |  | LEIGH | LANCASHIRE | WN7 3PT | ENGLAND | 364233 | 398302 | BOLD | GOLBORNE | GOLBORNE (205308) | 0.4 | ELECTRICITY NORTH WEST LIMITED | PV | NO | 0 | 0 | 0.05 |  |  |  | 0 | 0 | 0 |  |  |  | 0 | 0 | 0 |  | CONNECTED | 0.05 | 2.7E-2 | 2.7E-2 | 0.06 | 0.06 | 2024-02-01 | 0 |  |  | 0 | 0 | [8 empty] | 2024-03-14 00:00:00 | 53.4802 | -2.5404
DATA NOT AVAILABLE | DATA NOT AVAILABLE | ONE ENERGY PROJECTS | UNIT E9, MOSS INDUSTRIAL ESTATE, LEIGH | MOSS INDUSTRIAL ESTATE |  | LEIGH | LANCASHIRE | WN7 3PT | ENGLAND | 364119 | 398258 | BOLD | GOLBORNE | GOLBORNE (205308) | 0.4 | ELECTRICITY NORTH WEST LIMITED | PV | NO | 0 | 0 | 0.06 |  |  |  | 0 | 0 | 0 |  |  |  | 0 | 0 | 0 |  | ACCEPTED TO CONNECT | 0 |  |  | 0 | 0 |  | 0.06 | 3.5999999999999997E-2 | 3.5999999999999997E-2 | 0.06 | 0.06 | 2023-11-22 | [7 empty] | 2024-03-14 00:00:00 | 53.4798 | -2.5421
DATA NOT AVAILABLE | DATA NOT AVAILABLE | CUSTOM SOLAR LTD | DAVID LLOYD MANCHESTER NORTH, HEYWOOD OLD ROAD, MIDDLETON | HEYWOOD OLD ROAD |  | MIDDLETON | GREATER MANCHESTER | M24 4TH | ENGLAND | 384609 | 406616 | WHITEGATE GSP | CHADDERTON GRID | LANGLEY (302855) | 0.4 | ELECTRICITY NORTH WEST LIMITED | PV | NO | 0 | 0 | 0.22 |  |  |  | 0 | 0 | 0 |  |  |  | 0 | 0 | 0 |  | ACCEPTED TO CONNECT | 0 |  |  | 0 | 0 |  | 0.22 | 0.2 | 0.2 | 0.33 | 0.33 | 2024-02-02 | [7 empty] | 2024-03-14 00:00:00 | 53.5559 | -2.2338
DATA NOT AVAILABLE | DATA NOT AVAILABLE | G59 PROJECTS LTD | HPL MOTORS DRURY LANE, OLDHAM | DRURY LANE |  | OLDHAM | GREATER MANCHESTER | OL9 7PH | ENGLAND | 390673 | 403085 | WHITEGATE GSP | CHADDERTON GRID | HOLLINWOOD (307008) | 0.4 | ELECTRICITY NORTH WEST LIMITED | PV | NO | 0 | 0 | 0.06 |  |  |  | 0 | 0 | 0 |  |  |  | 0 | 0 | 0 |  | ACCEPTED TO CONNECT | 0 |  |  | 0 | 0 |  | 0.06 | 0.05 | 0.05 | 0.06 | 0.06 | 2023-11-28 | [7 empty] | 2024-03-14 00:00:00 | 53.5243 | -2.1422
DATA NOT AVAILABLE | DATA NOT AVAILABLE | IGEN ENERGY | STANLEY GREEN IND EST DUKE AVENUE, CHEADLE, STOCKPORT, CHESHIRE, SK8 6RX | DUKE AVENUE | CHEADLE | STOCKPORT | CHESHIRE | SK8 6RX | ENGLAND | 386561 | 384639 | SOUTH MANCHESTER GSP | MOSS NOOK GRID | MOSS NOOK PRIMARY | 11 | ELECTRICITY NORTH WEST LIMITED | PV | NO | 0 | 0 | 0.215 |  |  |  | 0 | 0 | 0 |  |  |  | 0 | 0 | 0 |  | CONNECTED | 0.215 | 0.2 | 0.2 | 0.685 | 0.685 | 2023-08-23 | 0 |  |  | 0 | 0 | [8 empty] | 2024-03-14 00:00:00 | 53.3585 | -2.2034
DATA NOT AVAILABLE | DATA NOT AVAILABLE | MACDERMID CANNING LTD | MACDERMID, NEW BUILD WAREHOUSE, CALE LANE, NEW SPRINGS, WIGAN | CALE LANE | NEW SPRINGS | WIGAN | LANCASHIRE | WN2 1JR | ENGLAND | 361002 | 406622 | KEARSLEY GSP | ATHERTON | HINDLEY GRN (200416) | 11 | ELECTRICITY NORTH WEST LIMITED | PV | NO | 0 | 0 | 0.18 |  |  |  | 0 | 0 | 0 |  |  |  | 0 | 0 | 0 |  | ACCEPTED TO CONNECT | 0 |  |  | 0 | 0 |  | 0.18 | 0.18 | 0.18 | 0.2 | 0.2 | 2023-11-21 | [7 empty] | 2024-03-14 00:00:00 | 53.5548 | -2.5901
DATA NOT AVAILABLE | DATA NOT AVAILABLE | EQUANS | JORDANGATE MULTI-STOREY CAR PARK |  |  | MACCLESFIELD | GREATER MANCHESTER | SK10 1EW | ENGLAND | 391665 | 373983 | MACC | MACCLESFIELD | WITHYFOLD DRIVE | 0.4 | ELECTRICITY NORTH WEST LIMITED | PV | NO | 0 | 0 | 0.18 |  |  |  | 0 | 0 | 0 |  |  |  | 0 | 0 | 0 | NO | ACCEPTED TO CONNECT | 0 | 0.18 | 0.18 | 0.12 | 0.12 |  | 0.18 | 0.18 | 0.18 | 0.12 | 0.12 | 2024-02-05 | [7 empty] | 2024-03-14 00:00:00 | 53.2628 | -2.1264
DATA NOT AVAILABLE | DATA NOT AVAILABLE | KAST RENEWABLE ENERGIES | 7 HORSFIELD WAY | BREDBURY PARK INDUSTRIAL ESTATE |  | BREDBURY | CHESHIRE | SK6 2SU | ENGLAND | 392547 | 392688 | BREDBURY | VERNON PARK | WOODLEY | 0.4 | ELECTRICITY NORTH WEST LIMITED | PV | NO | 0 | 0 | 0.07 |  |  |  | 0 | 0 | 0 |  |  |  | 0 | 0 | 0 | NO | ACCEPTED TO CONNECT | 0 | 7.0000000000000007E-2 | 7.0000000000000007E-2 | 0.07 | 0.07 |  | 0.07 | 7.0000000000000007E-2 | 7.0000000000000007E-2 | 0.07 | 0.07 | 2024-02-13 | [7 empty] | 2024-03-14 00:00:00 | 53.4309 | -2.1136
DATA NOT AVAILABLE | DATA NOT AVAILABLE | LOW CARBON ENERGY | T&R PRECISION | PEEL MILL STATION ROAD | FOULRIDGE | COLNE | LANCASHIRE | BB8 7LE | ENGLAND | 388839 | 442429 | PADIHAM | NELSON | LANGROYD RD | 0.4 | ELECTRICITY NORTH WEST LIMITED | PV | NO | 0 | 0 | 0.2 |  |  |  | 0 | 0 | 0 |  |  |  | 0 | 0 | 0 | NO | ACCEPTED TO CONNECT | 0 | 0.2 | 0.2 | 0.55 | 0.55 |  | 0.2 | 0.2 | 0.2 | 0.55 | 0.55 | 2024-02-01 | [7 empty] | 2024-03-14 00:00:00 | 53.8779 | -2.1713
DATA NOT AVAILABLE | DATA NOT AVAILABLE | URBANVOLT | SIGMA PARK | ROMAN RD |  | BLACKBURN | LANCASHIRE | BB1 2BT | ENGLAND | 369921 | 424796 | PENWORTHAM EAST | LOWER DARWEN | LOWER DARWEN | 0.4 | ELECTRICITY NORTH WEST LIMITED | PV | NO | 0 | 0 | 0.06 |  |  |  | 0 | 0 | 0 |  |  |  | 0 | 0 | 0 | NO | ACCEPTED TO CONNECT | 0 | 0.06 | 0.06 | 0.06 | 0.06 |  | 0.06 | 0.06 | 0.06 | 0.06 | 0.06 | 2024-02-02 | [7 empty] | 2024-03-14 00:00:00 | 53.7187 | -2.4573
DATA NOT AVAILABLE | DATA NOT AVAILABLE | EMBER ENERGY | NATEBY HALL FARM | FORD GREEN | GARSTANG | PRESTON | LANCASHIRE | PR3 0JQ | ENGLAND | 347220 | 446242 | DATA NOT AVAILABLE | DATA NOT AVAILABLE | DATA NOT AVAILABLE | 0.4 | ELECTRICITY NORTH WEST LIMITED | DATA NOT AVAILABLE | NO | 0 | 0 | 0.15 |  |  |  | 0 | 0 | 0 |  |  |  | 0 | 0 | 0 | NO | ACCEPTED TO CONNECT | 0 | 0.15 | 0.15 | 0.15 | 0.15 |  | 0.15 | 0.15 | 0.15 | 0.15 | 0.15 | 2024-02-02 | [7 empty] | 2024-03-14 00:00:00 | 53.9096 | -2.8049
DATA NOT AVAILABLE | DATA NOT AVAILABLE | THE LOW CARBON ENERGY COMPANY | AMS NEVE HEAD OFFICE | BILLINGTON ROAD |  | BURNLEY | LANCASHIRE | BB11 5UB | ENGLAND | 381504 | 431341 | PADIHAM | HUNCOAT | COG LANE | 0.4 | ELECTRICITY NORTH WEST LIMITED | PV | NO | 0 | 0 | 0.09 |  |  |  | 0 | 0 | 0 |  |  |  | 0 | 0 | 0 | NO | ACCEPTED TO CONNECT | 0 | 0.09 | 0.09 | 0.09 | 0.09 |  | 0.09 | 0.09 | 0.09 | 0.09 | 0.09 | 2024-02-14 | [7 empty] | 2024-03-14 00:00:00 | 53.7781 | -2.2821
DATA NOT AVAILABLE | DATA NOT AVAILABLE | GLIDE ENERGY LTD | 56 OXFORD STREET |  |  | MANCHESTER | GREATER MANCHESTER | M1 6EU | ENGLAND | 384020 | 397656 | SOUTH MANCHESTER | BLOOM STREET | DICKINSON ST | 6.6 | ELECTRICITY NORTH WEST LIMITED | PV | NO | 0 | 0 | 0.075 |  |  |  | 0 | 0 | 0 |  |  |  | 0 | 0 | 0 | NO | ACCEPTED TO CONNECT | 0 | 7.4999999999999997E-2 | 7.4999999999999997E-2 | 0.075 | 0.075 |  | 0.075 | 7.4999999999999997E-2 | 7.4999999999999997E-2 | 0.075 | 0.075 | 2024-02-08 | [7 empty] | 2024-03-14 00:00:00 | 53.4754 | -2.2422
DATA NOT AVAILABLE | DATA NOT AVAILABLE | ZENERGY SOLAR LTD | ACE JOINERY | ELMSFIELD PARK COTTAGES | HOLME | CARNFORTH | LANCASHIRE | LA6 1RJ | ENGLAND | 351901 | 480093 | HARKER/HUTTON | KENDAL | WHASSET | 0.4 | ELECTRICITY NORTH WEST LIMITED | PV | NO | 0 | 0 | 0.072 |  |  |  | 0 | 0 | 0 |  |  |  | 0 | 0 | 0 | NO | ACCEPTED TO CONNECT | 0 | 7.1999999999999995E-2 | 7.1999999999999995E-2 | 0.57 | 0.57 |  | 0.072 | 7.1999999999999995E-2 | 7.1999999999999995E-2 | 0.57 | 0.57 | 2024-02-14 | [7 empty] | 2024-03-14 00:00:00 | 54.2143 | -2.7391
DATA NOT AVAILABLE | DATA NOT AVAILABLE | LOVATTS SOLAR SOLUTIONS | CE LS 006 - PPS COMMERCIALS | PILSWORTH ROAD |  | BURY | GREATER MANCHESTER | BL9 8RG | ENGLAND | 381710 | 408797 | KEARSLEY | BURY | DUMERS LANE | 0.4 | ELECTRICITY NORTH WEST LIMITED | PV | NO | 0 | 0 | 0.095 |  |  |  | 0 | 0 | 0 |  |  |  | 0 | 0 | 0 | NO | ACCEPTED TO CONNECT | 0 | 9.5000000000000001E-2 | 9.5000000000000001E-2 | 0.14 | 0.14 |  | 0.095 | 9.5000000000000001E-2 | 9.5000000000000001E-2 | 0.14 | 0.14 | 2024-02-14 | [7 empty] | 2024-03-14 00:00:00 | 53.5754 | -2.2777
DATA NOT AVAILABLE | DATA NOT AVAILABLE | AVRENIM GROUP | TEACHING BLOCK | XAVERIAN COLLEGE | LOWER PARK ROAD | MANCHESTER | GREATER MANCHESTER | M14 5RB | ENGLAND | 385242 | 395461 | BREDBURY | LONGSIGHT | FALLOWFIELD | 0.4 | ELECTRICITY NORTH WEST LIMITED | PV | NO | 0 | 0 | 0.14 |  |  |  | 0 | 0 | 0 |  |  |  | 0 | 0 | 0 | NO | ACCEPTED TO CONNECT | 0 | 0.14000000000000001 | 0.14000000000000001 | 0.14 | 0.14 |  | 0.14 | 0.14000000000000001 | 0.14000000000000001 | 0.14 | 0.14 | 2024-02-07 | [7 empty] | 2024-03-14 00:00:00 | 53.4557 | -2.2237
DATA NOT AVAILABLE | DATA NOT AVAILABLE | HARVEST GREEN DEVELOPMENTS | 1 CHAMBERHALL BUSINESS PARK | CHAMBERHALL GREEN |  | BURY | GREATER MANCHESTER | BL9 0AP | ENGLAND | 380031 | 411194 | KEARSLEY | BURY | CHAMBERHALL | 0.4 | ELECTRICITY NORTH WEST LIMITED | PV | NO | 0 | 0 | 0.075 |  |  |  | 0 | 0 | 0 |  |  |  | 0 | 0 | 0 | NO | CONNECTED | 0.075 | 7.4999999999999997E-2 | 7.4999999999999997E-2 | 0.225 | 0.225 | 2024-05-14 | 0 |  |  | 0 | 0 | [8 empty] | 2024-09-13 00:00:00 | 53.5969 | -2.3032
DATA NOT AVAILABLE | DATA NOT AVAILABLE | VITAL ENERGI | LAPPET CARLISLE | LORNE CRESCENT |  | CARLISLE | CUMBRIA | CA2 5XA | ENGLAND | 339659 | 555427 | HARKER/HUTTON | CARLISLE | JAMES ST | 0.4 | ELECTRICITY NORTH WEST LIMITED | PV | NO | 0 | 0 | 0.297 |  |  |  | 0 | 0 | 0 |  |  |  | 0 | 0 | 0 | NO | ACCEPTED TO CONNECT | 0 |  |  | 0 | 0 |  | 0.297 | 0.29699999999999999 | 0.29699999999999999 | 0.5 | 0.5 | 2024-03-15 | [7 empty] | 2024-04-14 00:00:00 | 54.8899 | -2.9422
DATA NOT AVAILABLE | DATA NOT AVAILABLE | SUCCESS CONNECTIONS UTILITY AND ENG | CHT UK WAREHOUSE, LEVENS ROADS, NEWBY ROAD INDUSTRIAL ESTATE, HAZEL GROVE, STOCKPORT | LEVENS ROADS | NEWBY ROAD INDUSTRIAL ESTATE, HAZEL GROVE | STOCKPORT | GREATER MANCHESTER | SK7 5DA | ENGLAND | 391569 | 386832 | BREDBURY | HAZEL GROVE GRID | GREEN LANE (301640) | 0.4 | ELECTRICITY NORTH WEST LIMITED | PV | NO | 0 | 0 | 0.1 |  |  |  | 0 | 0 | 0 |  |  |  | 0 | 0 | 0 |  | CONNECTED | 0.1 | 0.06 | 0.06 | 0.16 | 0.16 |  | 0 |  |  | 0 | 0 | [8 empty] | 2024-04-15 00:00:00 | 53.3783 | -2.1282
DATA NOT AVAILABLE | DATA NOT AVAILABLE | SOLAR FOR SCHOOLS CBS LTD | HUNCOAT PRIMARY SCHOOL LYNWOOD ROAD HUNCOAT ACCRINGTON | LYNWOOD ROAD | HUNCOAT | ACCRINGTON | LANCASHIRE | BB5 6LR | ENGLAND | 377547 | 430588 | PADIHAM - ROCHDALE GSP | HUNCOAT | CLAYTON (400005) | 0.4 | ELECTRICITY NORTH WEST LIMITED | PV | NO | 0 | 0 | 0.05 |  |  |  | 0 | 0 | 0 |  |  |  | 0 | 0 | 0 |  | ACCEPTED TO CONNECT | 0 |  |  | 0 | 0 |  | 0.05 | 0.02 | 0.02 | 0.06 | 0.06 | 45384 | [7 empty] | 2024-04-15 00:00:00 | 53.7711 | -2.3421
DATA NOT AVAILABLE | DATA NOT AVAILABLE | GO LOWCARBON | ROPER STREET |  |  | PENRITH | CUMBRIA | CA11 8HS | ENGLAND | 351851 | 529861 | HARKER - HUTTON | PENRITH BSP | NEWTONGATE (609668) | 0.4 | ELECTRICITY NORTH WEST LIMITED | PV | NO | 0 | 0 | 0.079 |  |  |  | 0 | 0 | 0 |  |  |  | 0 | 0 | 0 | NO | ACCEPTED TO CONNECT | 0 |  |  | 0 | 0 |  | 0.079 | 7.9000000000000001E-2 | 7.9000000000000001E-2 | 0.06 | 0.06 | 45393 | [7 empty] | 2024-04-15 00:00:00 | 54.6615 | -2.7479
DATA NOT AVAILABLE | DATA NOT AVAILABLE | CUMBRIAN RENEWABLES | UNIT 1, SCARFOOT | PLUMPTON |  | PENRITH | CUMBRIA | CA11 9PF | ENGLAND | 368139 | 428217 | HARKER - HUTTON | PENRITH BSP | NEWTONGATE (609668) | 0.4 | ELECTRICITY NORTH WEST LIMITED | PV | NO | 0 | 0 | 0.05 |  |  |  | 0 | 0 | 0 |  |  |  | 0 | 0 | 0 | NO | ACCEPTED TO CONNECT | 0 |  |  | 0 | 0 |  | 0.05 | 0.05 | 0.05 | 0.06 | 0.06 | 45385 | [7 empty] | 2024-04-15 00:00:00 | 53.7493 | -2.4846
DATA NOT AVAILABLE | DATA NOT AVAILABLE | CUMBRAIN RENEWABLES | LAKELAND AGRICULTURAL CENTRE |  |  | COCKERMOUTH | CUMBRIA | CA13 0QQ | ENGLAND | 311320 | 529510 | HARKER - HUTTON | STAINBURN | EMBLETON (609305) | 0.4 | ELECTRICITY NORTH WEST LIMITED | PV | NO | 0 | 0 | 0.05 |  |  |  | 0 | 0 | 0 |  |  |  | 0 | 0 | 0 | NO | ACCEPTED TO CONNECT | 0 |  |  | 0 | 0 |  | 0.05 | 0.05 | 0.05 | 0.05 | 0.05 | 45385 | [7 empty] | 2024-04-15 00:00:00 | 54.6529 | -3.376
DATA NOT AVAILABLE | DATA NOT AVAILABLE | ESP ELECTRICITY LTD | 3008 - ESPE022675 HARTSHEAD HIGH SCHOOL | GREENHURST ROAD |  | ASHTON UNDER LYNE | GREATER MANCHESTER | OL6 8BQ | ENGLAND | 394990 | 401048 | STALYBRIDGE | HEYROD | HURST | 0.4 | ELECTRICITY NORTH WEST LIMITED | PV | NO | 0 | 0 | 0.062 |  |  |  | 0 | 0 | 0 |  |  |  | 0 | 0 | 0 | NO | ACCEPTED TO CONNECT | 0 |  |  | 0 | 0 |  | 0.062 | 6.2E-2 | 6.2E-2 | 0.214 | 0.214 | 45399 | [7 empty] | 2024-04-15 00:00:00 | 53.5061 | -2.077
DATA NOT AVAILABLE | DATA NOT AVAILABLE | ESP ELECTRICITY LTD | MERCHANTS WHARF BLOCK B | ORDSALL LANE |  | SALFORD | GREATER MANCHESTER | M5 4TT | ENGLAND | 382197 | 397370 | DATA NOT AVAILABLE | DATA NOT AVAILABLE | DATA NOT AVAILABLE | DATA NOT AVAILABLE | ELECTRICITY NORTH WEST LIMITED | PV | NO | 0 | 0 | 0.06 |  |  |  | 0 | 0 | 0 |  |  |  | 0 | 0 | 0 | NO | ACCEPTED TO CONNECT | 0 |  |  | 0 | 0 |  | 0.06 | 0.06 | 0.06 | 0.06 | 0.06 | 45397 | [7 empty] | 2024-04-15 00:00:00 | 53.4728 | -2.2697
DATA NOT AVAILABLE | DATA NOT AVAILABLE | ABERLA ENERGY | WESTGATE HOUSE - TOTE PARK | GREEN STREET |  | WIGAN | GREATER MANCHESTER | WN3 4DQ | ENGLAND | 358271 | 404999 | WASHWAY FARM GSP - KIRKBY GSP | WIGAN GRID | GREEN ST (200410) | 0.4 | ELECTRICITY NORTH WEST LIMITED | PV | NO | 0 | 0 | 0.13 |  |  |  | 0 | 0 | 0 |  |  |  | 0 | 0 | 0 | NO | ACCEPTED TO CONNECT | 0 |  |  | 0 | 0 |  | 0.13 | 0.13 | 0.13 | 0.5 | 0.5 | 45404 | [7 empty] | 2024-04-15 00:00:00 | 53.54 | -2.6311
DATA NOT AVAILABLE | DATA NOT AVAILABLE | ABERLA ENERGY | DOUGLAS HOUSE TOTE PARK | GREEN STREET |  | WIGAN | GREATER MANCHESTER | WN3 4DQ | ENGLAND | 358271 | 404999 | WASHWAY FARM GSP - KIRKBY GSP | WIGAN GRID | GREEN ST (200410) | 0.4 | ELECTRICITY NORTH WEST LIMITED | PV | NO | 0 | 0 | 0.08 |  |  |  | 0 | 0 | 0 |  |  |  | 0 | 0 | 0 | NO | ACCEPTED TO CONNECT | 0 |  |  | 0 | 0 |  | 0.08 | 0.08 | 0.08 | 0.42 | 0.42 | 45404 | [7 empty] | 2024-04-15 00:00:00 | 53.54 | -2.6311
DATA NOT AVAILABLE | DATA NOT AVAILABLE | SOLAR OPTIONS FOR SCHOOLS LTD | THE HOLLINS | HOLLINS LANE |  | ACCRINGTON | LANCASHIRE | BB5 2QY | ENGLAND | 376754 | 426929 | PADIHAM GSP | HUNCOAT | HYNDBURN RD | 0.4 | ELECTRICITY NORTH WEST LIMITED | PV | NO | 0 | 0 | 0.215 |  |  |  | 0 | 0 | 0 |  |  |  | 0 | 0 | 0 | NO | ACCEPTED TO CONNECT | 0 |  |  | 0 | 0 |  | 0.215 | 0.215 | 0.215 | 0.136 | 0.136 | 2024-05-14 | [7 empty] | 2024-06-12 00:00:00 | 53.7382 | -2.3539
DATA NOT AVAILABLE | DATA NOT AVAILABLE | CACTUS ENERGY | BAMFORD R & E LTD - GLOBE MILL | MIDGE HALL LANE | LEYLAND | PRESTON | LANCASHIRE | PR26 6TN | ENGLAND | 350899 | 423068 | PENWORTHAM WEST GSP / STANAH GSP GROUP | LEYLAND | MOSS SIDE (LEYLAND) & SEVEN STARS | 11 | ELECTRICITY NORTH WEST LIMITED | PV | NO | 0 | 0 | 0.116 |  |  |  | 0 | 0 | 0 |  |  |  | 0 | 0 | 0 | NO | ACCEPTED TO CONNECT | 0 |  |  | 0 | 0 |  | 0.116 | 0.11600000000000001 | 0.11600000000000001 | 0.116 | 0.116 | 2024-05-14 | [7 empty] | 2024-06-12 00:00:00 | 53.7017 | -2.7452
DATA NOT AVAILABLE | DATA NOT AVAILABLE | EMBER ENERGY | RK AND CA RUDD & SONS | THE GRASSINGS | KIRKBRICK | WIGTON | CUMBRIA | CA5 5LF | ENGLAND | 322302 | 555094 | HARKER ENWL SGTS 1 2 3A 4 / HUTTON GSP GROUP | CARLISLE | WIGTON | 11 | ELECTRICITY NORTH WEST LIMITED | PV | NO | 0 | 0 | 0.06 |  |  |  | 0 | 0 | 0 |  |  |  | 0 | 0 | 0 | NO | ACCEPTED TO CONNECT | 0 |  |  | 0 | 0 |  | 0.06 | 0.06 | 0.06 | 0.06 | 0.06 | 2024-05-16 | [7 empty] | 2024-06-12 00:00:00 | 54.8845 | -3.2127
DATA NOT AVAILABLE | DATA NOT AVAILABLE | EENERGY | SPIRE HOSPITAL FYLDE COAST | ST WALLBURGAS ROAD |  | BLACKPOOL | LANCASHIRE | FY3 8BP | ENGLAND | 332986 | 437125 | PENWORTHAM WEST GSP / STANAH GSP GROUP | BLACKPOOL | CECIL ST | 0.4 | ELECTRICITY NORTH WEST LIMITED | PV | NO | 0 | 0 | 0.072 |  |  |  | 0 | 0 | 0 |  |  |  | 0 | 0 | 0 | NO | ACCEPTED TO CONNECT | 0 |  |  | 0 | 0 |  | 0.072 | 7.1999999999999995E-2 | 7.1999999999999995E-2 | 0.35 | 0.35 | 2024-05-28 | [7 empty] | 2024-06-12 00:00:00 | 53.8261 | -3.0196
DATA NOT AVAILABLE | DATA NOT AVAILABLE | NEW ENERGY & BUILDING SERVICES SOLUTIONS | KINGSTON COURT SOLAR PV INSTALLATION - KINGSTON COURT NURSING HOME, NEWTOWN ROAD, CARLISLE, | KINGSTON COURT NURSING HOME | NEWTOWN ROAD | CARLISLE | CUMBRIA | CA2 7JH | ENGLAND | 338754 | 555964 | HARKER - HUTTON | CARLISLE 33KV | WILLOWHOLME (609602) | 0.4 | ELECTRICITY NORTH WEST LIMITED | PV | NO | 0 | 0 | 0.072 |  |  |  | 0 | 0 | 0 |  |  |  | 0 | 0 | 0 |  | CONNECTED | 0.072 | 0.1 | 0.1 | 0.1 | 0.1 | 2024-06-11 | 0 |  |  | 0 | 0 | [8 empty] | 2024-07-12 00:00:00 | 54.8946 | -2.9565
DATA NOT AVAILABLE | DATA NOT AVAILABLE | HARRISON & LEA LTD | ST ANNS PRIMARY SCHOOL RC | DERBYSHIRE LANE | STRETFORD | MANCHESTER | GREATER MANCHESTER | M22 8SH | ENGLAND | 379804 | 394920 | SOUTH MANCHESTER GSP | STRETFORD | LONGFORD BRIDGE | 0.4 | ELECTRICITY NORTH WEST LIMITED | PV | NO | 0 | 0 | 0.117 |  |  |  | 0 | 0 | 0 |  |  |  | 0 | 0 | 0 | NO | ACCEPTED TO CONNECT | 0 |  |  | 0 | 0 |  | 0.117 | 0.11700000000000001 | 0.11700000000000001 | 0.117 | 0.117 | 2024-06-14 | [7 empty] | 2024-07-12 00:00:00 | 53.4506 | -2.3056
DATA NOT AVAILABLE | DATA NOT AVAILABLE | GO GREEN SOLAR GROUP | THE COACH & TRAVEL CENTRE | SCOTLAND ROAD |  | CARNFORTH | CUMBRIA | LA5 9RQ | ENGLAND | 350267 | 471110 | HEYSHAM GSP | LANCASTER | BOLTON LE SANDS | 0.4 | ELECTRICITY NORTH WEST LIMITED | PV | NO | 0 | 0 | 0.1 |  |  |  | 0 | 0 | 0 |  |  |  | 0 | 0 | 0 | NO | ACCEPTED TO CONNECT | 0 |  |  | 0 | 0 |  | 0.1 | 0.1 | 0.1 | 0.1 | 0.1 | 2024-06-19 | [7 empty] | 2024-07-12 00:00:00 | 54.1334 | -2.7626
DATA NOT AVAILABLE | DATA NOT AVAILABLE | CACTUS ENERGY | ROMILEY GOLF CLUB, HOUSE GREEN, ROMILEY, SK6 4LJ | ROMILEY GOLF CLUB | HOUSE GREEN | ROMILEY | CHESHIRE | SK6 4LJ | ENGLAND | 394854 | 391395 | BREDBURY | VERNON PK GRID | ROMILEY (302963) | 0.4 | ELECTRICITY NORTH WEST LIMITED | PV | NO | 0 | 0 | 0.06 |  |  |  | 0 | 0 | 0 |  |  |  | 0 | 0 | 0 |  | CONNECTED | 0.06 | 0.03 | 0.03 | 0.06 | 0.06 | 2024-08-01 | 0 |  |  | 0 | 0 | [8 empty] | 2024-08-14 00:00:00 | 53.4193 | -2.0789
DATA NOT AVAILABLE | DATA NOT AVAILABLE | ERS LTD | ALLAN J HARGREAVES PLANT, LONG MEADOW LANE, RED MARSH IND EST, THORNTON | LONG MEADOW LANE | RED MARSH IND EST | THORNTON | LANCASHIRE | FY5 4JT | ENGLAND | 334190 | 443154 | PENWORTHAM WEST GSP - STANAH | BISPHAM PRY | THORNTON PRY (400116) | 0.4 | ELECTRICITY NORTH WEST LIMITED | PV | NO | 0 | 0 | 0.08 |  |  |  | 0 | 0 | 0 |  |  |  | 0 | 0 | 0 |  | CONNECTED | 0.08 | 6.5000000000000002E-2 | 6.5000000000000002E-2 | 0.07 | 0.07 | 2022-07-01 | 0 |  |  | 0 | 0 | [8 empty] | 2024-08-14 00:00:00 | 53.8804 | -3.0026
DATA NOT AVAILABLE | DATA NOT AVAILABLE | SHAWTON | PENTHOUSE CARPETS BDG2 BUCKLEY CARPET MILL, BUCKLEY RD, ROCHDALE | PENTHOUSE CARPETS BDG2 BUCKLEY CARPET MILL | BUCKLEY RD | ROCHDALE | GREATER MANCHESTER | OL12 9DU | ENGLAND | 390786 | 415076 | PADIHAM - ROCHDALE GSP | BELFIELD GRID | LITTLEBOROUGH (304884) | 0.4 | ELECTRICITY NORTH WEST LIMITED | PV | NO | 0 | 0 | 0.06 |  |  |  | 0 | 0 | 0 |  |  |  | 0 | 0 | 0 |  | CONNECTED | 0.06 | 0.06 | 0.06 | 0.35 | 0.35 | 2024-07-11 | 0 |  |  | 0 | 0 | [8 empty] | 2024-09-13 00:00:00 | 53.6321 | -2.1408
DATA NOT AVAILABLE | DATA NOT AVAILABLE | ENVO ENERGY SOLUTIONS (UK) LTD | SOVEREIGN GROUP VALE STREET MILL, NELSON | SOVEREIGN GROUP | VALE STREET MILL | NELSON | LANCASHIRE | BB9 0TA | ENGLAND | 386486 | 437562 | PADIHAM - ROCHDALE GSP | NELSON GSP | CLOVER HILL (400051) | 0.4 | ELECTRICITY NORTH WEST LIMITED | PV | NO | 0 | 0 | 0.136 |  |  |  | 0 | 0 | 0 |  |  |  | 0 | 0 | 0 |  | CONNECTED | 0.136 | 7.4999999999999997E-2 | 7.4999999999999997E-2 | 0.16 | 0.16 | 2024-07-17 | 0 |  |  | 0 | 0 | [8 empty] | 2024-09-13 00:00:00 | 53.8341 | -2.2068
DATA NOT AVAILABLE | DATA NOT AVAILABLE | HOLLIS GLOBAL | UNIT 1 LEO INDUSTRIAL ESTATE MOSLEY ROAD, TRAFFORD PARK, MANCHESTER, M17 1JS | UNIT 1 LEO INDUSTRIAL ESTATE | MOSLEY ROAD, TRAFFORD PARK | MANCHESTER | GREATER MANCHESTER | M17 1JS | ENGLAND | 379061 | 396323 | SOUTH MANCHESTER GSP | STRETFORD GRID | MOSLEY RD (100621) | 0.4 | ELECTRICITY NORTH WEST LIMITED | PV | NO | 0 | 0 | 0.1 |  |  |  | 0 | 0 | 0 |  |  |  | 0 | 0 | 0 |  | CONNECTED | 0.1 | 0.1 | 0.1 | 0.138 | 0.138 | 2024-09-03 | 0 |  |  | 0 | 0 | [8 empty] | 2024-09-13 00:00:00 | 53.4632 | -2.3169
DATA NOT AVAILABLE | DATA NOT AVAILABLE | TILBURYDOUGLAS | KINGSWAY PARK HIGH SCHOOL C100158 STIUPS LANE, ROCHDALE | KINGSWAY PARK HIGH SCHOOL | STIUPS LANE | ROCHDALE | GREATER MANCHESTER | OL16 4XB | ENGLAND | 390977 | 412016 | PADIHAM - ROCHDALE GSP | CASTLETON | WOODBINE ST (304891) | 6.6 | ELECTRICITY NORTH WEST LIMITED | PV | NO | 0 | 0 | 0.1667 |  |  |  | 0 | 0 | 0 |  |  |  | 0 | 0 | 0 |  | ACCEPTED TO CONNECT | 0 |  |  | 0 | 0 |  | 0.1667 | 0.16669999999999999 | 0.16669999999999999 | 0.779 | 0.779 | 2024-03-08 | [7 empty] | 2024-09-13 00:00:00 | 53.6046 | -2.1378
DATA NOT AVAILABLE | DATA NOT AVAILABLE | UTILITY SITE SERVICES | USS240527- CLEATOR MILLS |  |  | CLEATOR MOOR | CUMBRIA | CA23 3FA | ENGLAND | 302054 | 513863 | HARKER ENWL SGTS 1 2 3A 4 / HUTTON GSP GROUP | EGREMONT | EGREMONT | 11 | ELECTRICITY NORTH WEST LIMITED | PV | NO | 0 | 0 | 0.05 |  |  |  | 0 | 0 | 0 |  |  |  | 0 | 0 | 0 | NO | ACCEPTED TO CONNECT | 0 |  |  | 0 | 0 |  | 0.05 | 0.05 | 0.05 | 0.1 | 0.1 | 2024-08-21 | [7 empty] | 2024-09-13 00:00:00 | 54.5106 | -3.5143
DATA NOT AVAILABLE | DATA NOT AVAILABLE | EDEN SUSTAINABLE LTD | SENATOR INTERNATIONAL LTD | NEWHOUSE ROAD | HUNCOAT | ACCRINGTON | LANCASHIRE | BB5 6NT | ENGLAND | 376531 | 429963 | PADIHAM GSP | HUNCOAT | STRAWBERRY BANK | 0.4 | ELECTRICITY NORTH WEST LIMITED | PV | NO | 0 | 0 | 0.06 |  |  |  | 0 | 0 | 0 |  |  |  | 0 | 0 | 0 | NO | ACCEPTED TO CONNECT | 0 |  |  | 0 | 0 |  | 0.06 | 0.06 | 0.06 | 0.3 | 0.3 | 2024-08-15 | [7 empty] | 2024-09-13 00:00:00 | 53.7655 | -2.3575
DATA NOT AVAILABLE | DATA NOT AVAILABLE | APTUS UTILITIES | 2311.001 WHEATLEY LANE |  |  | BARROWFORD | LANCASHIRE | BB9 6JT | ENGLAND | 385604 | 439607 | PADIHAM GSP | NELSON | NELSON | 6.6 | ELECTRICITY NORTH WEST LIMITED | PV | NO | 0 | 0 | 0.212 |  |  |  | 0 | 0 | 0 |  |  |  | 0 | 0 | 0 | NO | ACCEPTED TO CONNECT | 0 |  |  | 0 | 0 |  | 0.212 | 0.21199999999999999 | 0.21199999999999999 | 0.136 | 0.136 | 2024-08-06 | [7 empty] | 2024-09-13 00:00:00 | 53.8525 | -2.2203
DATA NOT AVAILABLE | DATA NOT AVAILABLE | HOWPOW LTD | AQUINAS COLLEGE | NANGRAVE ROAD | HEAVILEY | STOCKPORT | CHESHIRE | SK2 6TH | ENGLAND | 390308 | 388842 | BREDBURY GSP | ADSWOOD | WINIFRED RD | 0.4 | ELECTRICITY NORTH WEST LIMITED | PV | NO | 0 | 0 | 0.178 |  |  |  | 0 | 0 | 0 |  |  |  | 0 | 0 | 0 | NO | ACCEPTED TO CONNECT | 0 |  |  | 0 | 0 |  | 0.178 | 0.17799999999999999 | 0.17799999999999999 | 0.45 | 0.45 | 2024-08-30 | [7 empty] | 2024-09-13 00:00:00 | 53.3963 | -2.1472
DATA NOT AVAILABLE | DATA NOT AVAILABLE | BGREENN LIMITED | THE WATERMARK | 9-15 RIBBLETON LANE |  | PRESTON | LANCASHIRE | PR1 5EZ | ENGLAND | 354638 | 429797 | PENWORTHAM EAST GSP / ROCHDALE SGT 1 GROUP | RIBBLE | ST MARYS ST | 0.4 | ELECTRICITY NORTH WEST LIMITED | PV | NO | 0 | 0 | 0.06 |  |  |  | 0 | 0 | 0 |  |  |  | 0 | 0 | 0 | NO | ACCEPTED TO CONNECT | 0 |  |  | 0 | 0 |  | 0.06 | 0.06 | 0.06 | 0.06 | 0.06 | 2024-07-01 | [7 empty] | 2024-09-17 00:00:00 | 53.7625 | -2.6896
DATA NOT AVAILABLE | DATA NOT AVAILABLE | ECO2SOLAR LTD | LEYLAND TEST TRACK | ASTON WAY |  | LEYLAND | LANCASHIRE | PR26 7TB | ENGLAND | 351703 | 422716 | PENWORTHAM WEST GSP / STANAH GSP GROUP | LEYLAND | MOSS SIDE (LEYLAND) & SEVEN STARS | 11 | ELECTRICITY NORTH WEST LIMITED | PV | NO | 0 | 0 | 0.301 |  |  |  | 0 | 0 | 0 |  |  |  | 0 | 0 | 0 | NO | ACCEPTED TO CONNECT | 0 |  |  | 0 | 0 |  | 0.301 | 0.30099999999999999 | 0.30099999999999999 | 0.301 | 0.301 | 2024-07-04 | [7 empty] | 2024-09-17 00:00:00 | 53.6986 | -2.733
DATA NOT AVAILABLE | DATA NOT AVAILABLE | JOHN BEATY TRANSPORT | J BEATY TRANSPORT | STATION VIEW |  | PENRITH | CUMBRIA | CA11 0BX | ENGLAND | 353001 | 529551 | HARKER ENWL SGTS 1 2 3A 4 / HUTTON GSP GROUP | PENRITH & SHAP | NEWTONGATE T13 | 11 | ELECTRICITY NORTH WEST LIMITED | PV | NO | 0 | 0 | 0.3 |  |  |  | 0 | 0 | 0 |  |  |  | 0 | 0 | 0 | NO | ACCEPTED TO CONNECT | 0 |  |  | 0 | 0 |  | 0.3 | 0.3 | 0.3 | 0.8 | 0.8 | 2024-07-16 | [7 empty] | 2024-09-17 00:00:00 | 54.6588 | -2.7301
DATA NOT AVAILABLE | DATA NOT AVAILABLE | BRADLEY FOLD GARDEN CENTRE LTD | BRADLEY FOLD GARDEN CENTRE | RADCLIFFE MOOR ROAD | RADCLIFFE | BOLTON | GREATER MANCHESTER | BL2 6RE | ENGLAND | 375874 | 408621 | KEARSLEY 132 GSP | RADCLIFFE | RADCLIFFE | 0.4 | ELECTRICITY NORTH WEST LIMITED | PV | NO | 0 | 0 | 0.245 |  |  |  | 0 | 0 | 0 |  |  |  | 0 | 0 | 0 | NO | ACCEPTED TO CONNECT | 0 |  |  | 0 | 0 |  | 0.245 | 0.245 | 0.245 | 0.245 | 0.245 | 2024-07-12 | [7 empty] | 2024-09-17 00:00:00 | 53.5736 | -2.3658
DATA NOT AVAILABLE | DATA NOT AVAILABLE | WATT ENERGY SAVER LTD | EQ3460 - RICHARDS WELLOCKS & SONS | CHURCHILL WAY | LOMESHAYE INDUSTRIAL ESTATE, OLD LAUND BOOTH | PENDLE | LANCASHIRE | BB9 6RX | ENGLAND | 384701 | 437913 | PADIHAM GSP | NELSON | SPRING COTTAGE | 0.4 | ELECTRICITY NORTH WEST LIMITED | PV | NO | 0 | 0 | 0.06 |  |  |  | 0 | 0 | 0 |  |  |  | 0 | 0 | 0 | NO | ACCEPTED TO CONNECT | 0 |  |  | 0 | 0 |  | 0.06 | 0.06 | 0.06 | 0.5 | 0.5 | 2024-07-19 | [7 empty] | 2024-09-17 00:00:00 | 53.8372 | -2.234
DATA NOT AVAILABLE | DATA NOT AVAILABLE | SOLARSENSE UK LTD | RHF FANS, 2 FERROUS WAY, MANCHESTER | RHF FANS | 2 FERROUS WAY | MANCHESTER | GREATER MANCHESTER | M44 5FS | ENGLAND | 371606 | 392833 | CARRINGTON | CARRINGTON BSP | IRLAM | 0.4 | ELECTRICITY NORTH WEST LIMITED | PV | NO | 0 | 0 | 0.22 |  |  |  | 0 | 0 | 0 |  |  |  | 0 | 0 | 0 |  | CONNECTED | 0.22 | 0.12 | 0.12 | 0.3 | 0.3 | 2024-06-03 | 0 |  |  | 0 | 0 | [8 empty] | 2024-09-13 00:00:00 | 53.4315 | -2.4288
DATA NOT AVAILABLE | DATA NOT AVAILABLE | DECERNA LIMITED | C&D AUCTION MART, LONGTOWN, CARLISLE | C&D AUCTION MART | LONGTOWN | CARLISLE | CUMBRIA | CA6 5LY | ENGLAND | 337580 | 568867 | HARKER - HUTTON | CARLISLE 33KV | WESTLINTON (609617) | 0.4 | ELECTRICITY NORTH WEST LIMITED | PV | NO | 0 | 0 | 0.05 |  |  |  | 0 | 0 | 0 |  |  |  | 0 | 0 | 0 |  | CONNECTED | 0.05 | 3.5000000000000003E-2 | 3.5000000000000003E-2 | 0.06 | 0.06 | 2024-09-19 | 0 |  |  | 0 | 0 | [8 empty] | 2024-10-14 00:00:00 | 55.0104 | -2.9776
DATA NOT AVAILABLE | DATA NOT AVAILABLE | SOLAR OPTIONS FOR SCHOOLS LTD | PARKLANDS HIGH SCHOOL | SOUTHPORT ROAD |  | CHORLEY | LANCASHIRE | PR7 1LL | ENGLAND | 357419 | 417872 | PENWORTHAM WEST GSP / STANAH GSP GROUP | WRIGHTINGTON | WOODFIELD RD | 11 | ELECTRICITY NORTH WEST LIMITED | PV | NO | 0 | 0 | 0.08 |  |  |  | 0 | 0 | 0 |  |  |  | 0 | 0 | 0 | NO | ACCEPTED TO CONNECT | 0 |  |  | 0 | 0 |  | 0.08 | 0.08 | 0.08 | 0.226 | 0.226 | 2024-09-13 | [7 empty] | 2024-10-14 00:00:00 | 53.6556 | -2.6458
DATA NOT AVAILABLE | DATA NOT AVAILABLE | LOVE SOLAR LTD | KESWICK RUFC | DAVIDSON PARK |  | KESWICK | CUMBRIA | CA12 5EG | ENGLAND | DATA NOT AVAILABLE | DATA NOT AVAILABLE | HARKER ENWL SGTS 1 2 3A 4 / HUTTON GSP GROUP | STAINBURN & SIDDICK | KESWICK | 0.4 | ELECTRICITY NORTH WEST LIMITED | PV | NO | 0 | 0 | 0.05 |  |  |  | 0 | 0 | 0 |  |  |  | 0 | 0 | 0 | NO | ACCEPTED TO CONNECT | 0 |  |  | 0 | 0 |  | 0.05 | 0.05 | 0.05 | 0.085 | 0.085 | 2024-09-16 | [7 empty] | 2024-10-14 00:00:00
DATA NOT AVAILABLE | DATA NOT AVAILABLE | TOTAL CARE AND SUPPORT | GET - TIME TECHNOLOGY PARK | BLACKBURN ROAD |  | SIMONSTONE | LANCASHIRE | BB12 7TY | ENGLAND | 377521 | 433442 | PADIHAM | PADIHAM | PADIHAM | 11 | ELECTRICITY NORTH WEST LIMITED | PV | NO | 0 | 0 | 0.998 |  |  |  | 0 | 0 | 0 |  |  |  | 0 | 0 | 0 | NO | ACCEPTED TO CONNECT | 0 |  |  | 0 | 0 |  | 0.998 | 0.998 | 0.998 | 0.75 | 0.75 | 2024-09-25 | [7 empty] | 2024-10-14 00:00:00 | 53.7968 | -2.3427