## Feuil1
Export MPAN / MSID | Import MPAN / MSID | Customer Name | Customer Site | Address Line 1 | Address Line 2 | Town/ City | County | Postcode | Country | Location (X-coordinate): Eastings (where data is held) | Location (y-coordinate): Northings (where data is held) | Grid Supply Point | Bulk Supply Point | Primary | POC Voltage (kV) | Licence Area | Energy Source 1 | Energy Conversion Technology 1 | CHP Cogeneration (Yes/No) | Storage Capacity 1 (MWh) | Storage Duration 1 (Hours) | Energy Source & Energy Conversion Technology 1 - Registered Capacity (MW) | Energy Source 2 | Energy Conversion Technology 2 | CHP Cogeneration 2 (Yes/No) | Storage Capacity 2 (MWh) | Storage Duration 2 (Hours) | Energy Source & Energy Conversion Technology 2 - Registered Capacity (MW) | Energy Source 3 | Energy Conversion Technology 3 | CHP Cogeneration 3 (Yes/No) | Storage Capacity 3 (MWh) | Storage Duration 3 (Hours) | Energy Source & Energy Conversion Technology 3 - Registered Capacity (MW) | Flexible Connection (Yes/No) | Connection Status | Already connected Registered Capacity (MW) | Maximum Export Capacity (MW) | Maximum Export Capacity (MVA) | Maximum Import Capacity (MW) | Maximum Import Capacity (MVA) | Date Connected | Accepted to Connect Registered Capacity (MW) | Change to Maximum Export Capacity (MW) | Change to Maximum Export Capacity (MVA) | Change to Maximum Import Capacity (MW) | Change to Maximum Import Capacity (MVA) | Date Accepted | Target Energisation Date | Distribution Service Provider (Y/N) | Transmission Service Provider (Y/N) | Reference | In a Connection Queue (Y/N) | Distribution Reinforcement Reference | Transmission Reinforcement Reference | Last Updated | geopoint
1640000391146 | 1640000391137 | AREVON ENERGY | WYTHEGILL WIND FARM | MARYPORT ROAD | SIDDICK | WORKINGTON | CUMBRIA | CA14 1NW | ENGLAND | 300286 | 531828 | HARKER ENWL SGTS 1 2 3A 4 / HUTTON GSP GROUP | STAINBURN & SIDDICK | STAINBURN | 11 | ELECTRICITY NORTH WEST LIMITED | WIND | ONSHORE WIND TURBINES | NO | 0 | 0 | 2.3 |  |  |  | 0 | 0 | 0 |  |  |  | 0 | 0 | 0 | NO | CONNECTED | 2.3 | 2.185 | 2.3 | 0.019 | 0.02 | 2014-05-01 | 0 |  |  | 0 | 0 |  |  | NO | NO |  |  |  |  | 2021-12-06 | 54.67161985970525, -3.5477303002847043
1640000605252 | 1640000605243 | WREAY SOLAR LIMITED | WREAY SOLAR |  | SOUTHWAITE | CARLISLE | CUMBRIA | CA4 0PY | ENGLAND | 342238 | 547393 | HARKER ENWL SGTS 1 2 3A 4 / HUTTON GSP GROUP | CARLISLE | - | 33 | ELECTRICITY NORTH WEST LIMITED | PV | PHOTOVOLTAIC | NO | 0 | 0 | 4.975 |  |  |  | 0 | 0 | 0 |  |  |  | 0 | 0 | 0 | NO | CONNECTED | 4.975 | 4.161 | 4.38 | 0.095 | 0.1 | 2017-03-14 | 0 |  |  | 0 | 0 |  |  | NO | NO |  |  |  |  | 2021-12-06 | 54.818042111769245, -2.9004224179829112
DATA NOT AVAILABLE | 1620001266889 | SODEXO LIMITED | WITHINGTON COMMUNITY HOSPITAL | NELL LANE |  | MANCHESTER | GREATER MANCHESTER | M20 2LR | ENGLAND | 383690 | 392169 | SOUTH MANCHESTER GSP | WEST DIDSBURY | WEST DIDSBURY | 6.6 | ELECTRICITY NORTH WEST LIMITED | NATURAL GAS | ENGINE (COMBUSTION / RECIPROCATING) | NO | 0 | 0 | 1 |  |  |  | 0 | 0 | 0 |  |  |  | 0 | 0 | 0 | NO | CONNECTED | 1 | 0 | 0 | 0.4275 | 0.45 | 2003-03-15 | 0 |  |  | 0 | 0 |  |  | NO | NO |  |  |  |  | 2021-12-06 | 53.42605733579684, -2.2469144483186954
1620000549525 | 1620000549516 | NFPA LTD | WINSCALES WINDFARM | EAST TOWN END FARM | WINSCALES | WORKINGTON | CUMBRIA | CA14 4JG | ENGLAND | 303304 | 527055 | HARKER ENWL SGTS 1 2 3A 4 / HUTTON GSP GROUP | STAINBURN & SIDDICK | LEYLAND NATIONAL | 11 | ELECTRICITY NORTH WEST LIMITED | WIND | ONSHORE WIND TURBINES | NO | 0 | 0 | 1.98 |  |  |  | 0 | 0 | 0 |  |  |  | 0 | 0 | 0 | NO | CONNECTED | 1.98 | 1.805 | 1.9 | 0.038 | 0.04 | 1999-12-21 | 0 |  |  | 0 | 0 |  |  | NO | NO |  |  |  |  | 2021-12-06 | 54.629329902216334, -3.499370099944089
1630000215630 | 1630000215620 | DATA NOT AVAILABLE | WHARRELS HILL WIND FARM |  |  | WIGTON | CUMBRIA | CA7 2JP | ENGLAND | 317315 | 537849 | HARKER ENWL SGTS 1 2 3A 4 / HUTTON GSP GROUP | STAINBURN & SIDDICK | - | 33 | ELECTRICITY NORTH WEST LIMITED | WIND | ONSHORE WIND TURBINES | NO | 0 | 0 | 10.4 |  |  |  | 0 | 0 | 0 |  |  |  | 0 | 0 | 0 | NO | CONNECTED | 10.4 | 9.88 | 10.4 | 0.038 | 0.04 | 2006-10-01 | 0 |  |  | 0 | 0 |  |  | NO | NO |  |  |  |  | 2021-12-06 | 54.728799895677454, -3.285461753806146
1640000531308 | 1640000531292 | WESTFIELD FARM SOLAR PARK LIMITED | WESTFIELD SOLAR FARM | GARSTAND BYPASS | GARSTAND BYPASS | PRESTON | LANCASHIRE | PR3 0PU | ENGLAND | 349355 | 441980 | PENWORTHAM EAST GSP / ROCHDALE SGT 1 GROUP | RIBBLE | CATTERALL WATERWORKS | 6.6 | ELECTRICITY NORTH WEST LIMITED | PV | PHOTOVOLTAIC | NO | 0 | 0 | 4 |  |  |  | 0 | 0 | 0 |  |  |  | 0 | 0 | 0 | NO | CONNECTED | 4 | 3.8 | 4 | 0.038 | 0.04 | 2015-12-01 | 0 |  |  | 0 | 0 |  |  | NO | NO |  |  |  |  | 2021-12-06 | 53.87154073542311, -2.7717207585208383
DATA NOT AVAILABLE | DATA NOT AVAILABLE | STOR 119 LTD | WATERSWALLOWS STOR | WATERSWALLOWS ROAD | WATERSWALLOWS ROAD | BUXTON | DERBYSHIRE | SK17 7HS | ENGLAND | 407847 | 376102 | STALYBRIDGE GSP | BUXTON | - | 33 | ELECTRICITY NORTH WEST LIMITED | FOSSIL - OIL | ENGINE (COMBUSTION / RECIPROCATING) | NO | 0 | 0 | 20 |  |  |  | 0 | 0 | 0 |  |  |  | 0 | 0 | 0 | NO | ACCEPTED TO CONNECT | 0 | 0 | 0 | 0 | 0 |  | 21.0526 | 20 | 21.05263157894737 | 0 | 0 | 2016-07-04 00:00:00 |  | NO | NO |  | TO BE CONFIRMED |  |  | 2023-04-06 | 53.28183644029954, -1.8837689199618917
1640000527862 | 1600000142336 | UNITED UTILITIES WATER LTD | WATCHGATE WATER TREATEMENT WORKS |  |  | KENDAL | CUMBRIA | LA8 9LQ | ENGLAND | 353017 | 498143 | HARKER ENWL SGTS 1 2 3A 4 / HUTTON GSP GROUP | KENDAL (PARKSIDE RD) | MINTSFEET | 11 | ELECTRICITY NORTH WEST LIMITED | BIOFUEL - LANDFILL GAS | ENGINE (COMBUSTION / RECIPROCATING) | NO | 0 | 0 | 1.8 |  |  |  | 0 | 0 | 0 |  |  |  | 0 | 0 | 0 | NO | CONNECTED | 1.8 | 0.1748 | 0.184 | 1.6729 | 1.761 | 2014-01-01 | 0 |  |  | 0 | 0 |  |  | NO | NO |  |  |  |  | 2021-12-06 | 54.376608966728234, -2.7247901743695326
1640000582288 | 1600000141485 | UNITED UTILITIES | UU CLIFTON MARSH WWTW | PRESTON WWTW | CLIFTON MARSH, LYTHAM ROAD | PRESTON | LANCASHIRE | PR4 0XE | ENGLAND | 346081 | 428516 | PENWORTHAM WEST GSP / STANAH GSP GROUP | PEEL | HALL CROSS | 6.6 | ELECTRICITY NORTH WEST LIMITED | BATTERY | STORAGE - ELECTROCHEMICAL (BATTERIES) | NO | 0 | 0 | 1.89 |  |  |  | 0 | 0 | 0 |  |  |  | 0 | 0 | 0 | NO | ACCEPTED TO CONNECT | 0 | 0 | 0 | 0 | 0 |  | 1.9895 | 1.89 | 1.9894736842105263 | 1.7955 | 1.89 | 2020-01-21 00:00:00 |  | NO | NO |  | TO BE CONFIRMED |  |  | 2023-04-06 | 53.750209039550505, -2.819144703568109
1640000424350 | 1640000145021 | LANCASTER UNIVERSITY | LANCASTER UNIVERSITY SOLAR PARK | UNIVERSITY HOUSE | UNIVERSITY HOUSE | LANCASTER | LANCASHIRE | LA1 4YW | ENGLAND | 348528 | 457448 | HEYSHAM GSP | LANCASTER | BURROW BECK | 11 | ELECTRICITY NORTH WEST LIMITED | PV | PHOTOVOLTAIC | NO | 0 | 0 | 11 |  |  |  | 0 | 0 | 0 |  |  |  | 0 | 0 | 0 | NO | ACCEPTED TO CONNECT | 0 | 0 | 0 | 0 | 0 |  | 8.5 | 11 | 0 | 8.5 | 0 | 2020-12-02 00:00:00 |  | NO | NO |  | TO BE CONFIRMED |  |  | 2021-12-06 | 54.010468456864515, -2.7869095797555303
1640000640293 | 1640000640284 | TGC EMERALD LIMITED | UNIT F | PRESTIGE HOUSE, CORNFORD ROAD | PRESTIGE HOUSE, CORNFORD ROAD | BLACKPOOL | LANCASHIRE | FY4 4QQ | ENGLAND | 333542 | 433772 | PENWORTHAM WEST GSP / STANAH GSP GROUP | PEEL | MERESIDE | 6.6 | ELECTRICITY NORTH WEST LIMITED | NATURAL GAS | ENGINE (COMBUSTION / RECIPROCATING) | NO | 0 | 0 | 6 |  |  |  | 0 | 0 | 0 |  |  |  | 0 | 0 | 0 | NO | CONNECTED | 6 | 5.757 | 6.06 | 0.2375 | 0.25 | 2018-05-01 | 0 |  |  | 0 | 0 |  |  | NO | YES |  |  |  |  | 2021-12-06 | 53.79599206239244, -3.010399493635043
DATA NOT AVAILABLE | DATA NOT AVAILABLE | HENRY LOWTHIAN TBNOVATED | UNIT 5 COWPER ROAD PENRITH | EDEN BUSINESS PARK, GILLWILLY IN EST | EDEN BUSINESS PARK, GILLWILLY IN EST | PENRITH | CUMBRIA | CA11 9PF | ENGLAND | 351335 | 537114 | HARKER ENWL SGTS 1 2 3A 4 / HUTTON GSP GROUP | PENRITH & SHAP | - | 33 | ELECTRICITY NORTH WEST LIMITED | BATTERY | STORAGE - ELECTROCHEMICAL (BATTERIES) | NO | 0 | 0 | 20 |  |  |  | 0 | 0 | 0 |  |  |  | 0 | 0 | 0 | NO | ACCEPTED TO CONNECT | 0 | 0 | 0 | 0 | 0 |  | 21.0526 | 20 | 21.05263157894737 | 0 | 0 | 2014-06-23 00:00:00 | 2027-01-01 00:00:00 | NO | NO |  | TO BE CONFIRMED |  | TR-02 | 2021-12-06 | 54.72664582486061, -2.7571418751521684
1640000640220 | 1640000640210 | TGC EMERALD LIMITED | UNIT 1B | NEWHOUSE ROAD | NEWHOUSE ROAD | ACCRINGTON | LANCASHIRE | BB5 6NT | ENGLAND | 376758 | 430314 | PADIHAM GSP | HUNCOAT | STRAWBERRY BANK | 6.6 | ELECTRICITY NORTH WEST LIMITED | NATURAL GAS | ENGINE (COMBUSTION / RECIPROCATING) | NO | 0 | 0 | 6 |  |  |  | 0 | 0 | 0 |  |  |  | 0 | 0 | 0 | NO | CONNECTED | 6 | 5.757 | 6.06 | 0.2375 | 0.25 | 2018-06-01 | 0 |  |  | 0 | 0 |  |  | NO | YES |  |  |  |  | 2021-12-06 | 53.768646520548785, -2.354089407281934
DATA NOT AVAILABLE | DATA NOT AVAILABLE | SMITH BROTHERS CONTRACTORS | UNION STOR | UNION STREET | PENDLEBURY | SALFORD | GREATER MANCHESTER | M27 4HL | ENGLAND | 381206 | 409988 | KEARSLEY 132 GSP | AGECROFT | SWINTON | 11 | ELECTRICITY NORTH WEST LIMITED | NATURAL GAS | ENGINE (COMBUSTION / RECIPROCATING) | NO | 0 | 0 | 7 |  |  |  | 0 | 0 | 0 |  |  |  | 0 | 0 | 0 | NO | ACCEPTED TO CONNECT | 0 | 0 | 0 | 0 | 0 |  | 7 | 6.6499999999999995 | 7 | 0.2375 | 0.25 | 2019-03-20 00:00:00 |  | NO | NO |  | TO BE CONFIRMED |  |  | 2021-12-06 | 53.58613638061778, -2.2853702830537532
1640000565510 | 1640000565501 | SOLAR FIELDS UK | TUNSTEAD STOR 2 | WATERSWALLOWS ROAD | WATERSWALLOWS ROAD | HIGH PEAK | DERBYSHIRE | SK17 8TG | ENGLAND | 408170 | 375094 | STALYBRIDGE GSP | BUXTON | - | 33 | ELECTRICITY NORTH WEST LIMITED | FOSSIL - OIL | ENGINE (COMBUSTION / RECIPROCATING) | NO | 0 | 0 | 14 |  |  |  | 0 | 0 | 0 |  |  |  | 0 | 0 | 0 | NO | CONNECTED | 14 | 13.3 | 14 | 0.475 | 0.5 | 2016-11-01 | 0 |  |  | 0 | 0 |  |  | NO | NO |  |  |  |  | 2021-12-06 | 53.27277099872667, -1.8789500468133153
1640000565487 | 1640000565478 | BUXTON POWER LTD | TUNSTEAD STOR 1 | WATERSWALLOWS ROAD | WATERSWALLOWS ROAD | HIGH PEAK | DERBYSHIRE | SK17 8TG | ENGLAND | 408087 | 375044 | STALYBRIDGE GSP | BUXTON | - | 33 | ELECTRICITY NORTH WEST LIMITED | FOSSIL - OIL | ENGINE (COMBUSTION / RECIPROCATING) | NO | 0 | 0 | 16 |  |  |  | 0 | 0 | 0 |  |  |  | 0 | 0 | 0 | NO | CONNECTED | 16 | 15.2 | 16 | 0.475 | 0.5 | 2017-01-14 | 0 |  |  | 0 | 0 |  |  | NO | NO |  |  |  |  | 2021-12-06 | 53.27232281628528, -1.8801958878904155
DATA NOT AVAILABLE | 1600000155308 | UNITED DAIRY FARMERS LIMITED | THE CREAMERY | MINT COTTAGE | MINT COTTAGE | KENDAL | CUMBRIA | LA9 6NS | ENGLAND | 352071 | 494428 | HARKER ENWL SGTS 1 2 3A 4 / HUTTON GSP GROUP | KENDAL (PARKSIDE RD) | MINTSFEET | 11 | ELECTRICITY NORTH WEST LIMITED | NATURAL GAS | ENGINE (COMBUSTION / RECIPROCATING) | NO | 0 | 0 | 1 |  |  |  | 0 | 0 | 0 |  |  |  | 0 | 0 | 0 | NO | CONNECTED | 1 | 0 | 0 | 0.9975 | 1.05 | 2009-07-01 | 0 |  |  | 0 | 0 |  |  | NO | NO |  |  |  |  | 2021-12-06 | 54.34313630603669, -2.7387526685669217
1640000281026 | 1640000281017 | FYLDE FRESH AND FABULOUS LIMITED | STANLEY VILLA FARM | BACK LANE | BACK LANE | PRESTON | LANCASHIRE | PR4 3HN | ENGLAND | 339738 | 435429 | PENWORTHAM WEST GSP / STANAH GSP GROUP | PEEL | HALL CROSS | 6.6 | ELECTRICITY NORTH WEST LIMITED | BIOFUEL - LANDFILL GAS | ENGINE (COMBUSTION / RECIPROCATING) | NO | 0 | 0 | 1.2 |  |  |  | 0 | 0 | 0 |  |  |  | 0 | 0 | 0 | NO | CONNECTED | 1.2 | 0.475 | 0.5 | 0.3952 | 0.416 | 2013-02-01 | 0 |  |  | 0 | 0 |  |  | NO | NO |  |  |  |  | 2021-12-06 | 53.81163892245628, -2.916675003709242
1640000501970 | 1640000501961 | SOWERBY LODGE LIMITED | SOWERY LODGE SOLAR FARM | BANK LANE | BANK LANE | BARROW-IN-FURNESS | CUMBRIA | LA14 4QY | ENGLAND | 319232 | 472405 | HARKER ENWL SGTS 1 2 3A 4 / HUTTON GSP GROUP | BARROW & SANDGATE | BOWATERS | 11 | ELECTRICITY NORTH WEST LIMITED | PV | PHOTOVOLTAIC | NO | 0 | 0 | 4 |  |  |  | 0 | 0 | 0 |  |  |  | 0 | 0 | 0 | NO | CONNECTED | 4 | 3.8 | 4 | 0.0475 | 0.05 | 2015-12-01 | 0 |  |  | 0 | 0 |  |  | NO | NO |  |  |  |  | 2021-12-06 | 54.14110616419331, -3.2378411941250116
DATA NOT AVAILABLE | DATA NOT AVAILABLE | ECO NRG STORAGE LTD | SOUTHLINK BUSINESS PARK | HAMILTON STREET |  | OLDHAM | GREATER MANCHESTER | OL4 1DE | ENGLAND | 392893 | 404647 | WHITEGATE GSP | GREENHILL | GREENHILL | 6.6 | ELECTRICITY NORTH WEST LIMITED | BATTERY | STORAGE - ELECTROCHEMICAL (BATTERIES) | NO | 0 | 0 | 6 |  |  |  | 0 | 0 | 0 |  |  |  | 0 | 0 | 0 | NO | ACCEPTED TO CONNECT | 0 | 0 | 0 | 0 | 0 |  | 6.3158 | 5.6999999999999993 | 6 | 5.7 | 6 | 2017-11-12 00:00:00 |  | NO | NO |  | TO BE CONFIRMED |  |  | 2021-12-06 | 53.53842109258874, -2.108706338067765
DATA NOT AVAILABLE | DATA NOT AVAILABLE | ELECTRICITY NORTH WEST (CONSTRUCTION & MAINTENANCE) LTD | SLACK LANE, WESTHOUGHTON | SLACK LANE | SLACK LANE | BOLTON | GREATER MANCHESTER | BL5 3QH | ENGLAND | 365700 | 407094 | KEARSLEY 132 GSP | WESTHOUGHTON | - | 33 | ELECTRICITY NORTH WEST LIMITED | BATTERY | STORAGE - ELECTROCHEMICAL (BATTERIES) | NO | 0 | 0 | 15 |  |  |  | 0 | 0 | 0 |  |  |  | 0 | 0 | 0 | NO | ACCEPTED TO CONNECT | 0 | 0 | 0 | 0 | 0 |  | 15.7895 | 15 | 15.789473684210527 | 14.25 | 15 | 2018-08-10 00:00:00 |  | NO | NO |  | TO BE CONFIRMED |  |  | 2024-03-14 | 53.559336940606, -2.519273211743785
1640000785175 | 1640000785166 | WESTFIELD SM LIMITED | SITE 2 | GRAPHITE WAY | GRAPHITE WAY | GLOSSOP | DERBYSHIRE | SK13 1QH | ENGLAND | 401476 | 396567 | STALYBRIDGE GSP | HYDE | HADFIELD | 11 | ELECTRICITY NORTH WEST LIMITED | NATURAL GAS | ENGINE (COMBUSTION / RECIPROCATING) | NO | 0 | 0 | 6.06 |  |  |  | 0 | 0 | 0 |  |  |  | 0 | 0 | 0 | NO | CONNECTED | 6.06 | 5.7 | 6 | 0.1425 | 0.15 | 2018-11-01 | 0 |  |  | 0 | 0 |  |  | NO | NO |  |  |  |  | 2021-12-06 | 53.465842689363804, -1.9792345192023322
1620000981659 | 1600000134200 | AB INBEV UK LIMITED | SAMLESBURY BREWERY | CUERDALE LANE | CUERDALE LANE | PRESTON | LANCASHIRE | PR5 0XD | ENGLAND | 359421 | 429656 | PENWORTHAM WEST GSP / STANAH GSP GROUP | LEYLAND | HIGHER WALTON | 11 | ELECTRICITY NORTH WEST LIMITED | FOSSIL - OIL | ENGINE (COMBUSTION / RECIPROCATING) | NO | 0 | 0 | 2.8 |  |  |  | 0 | 0 | 0 |  |  |  | 0 | 0 | 0 | NO | CONNECTED | 2.8 | 3.61 | 3.8 | 6.175 | 6.5 | 2000-06-29 | 0 |  |  | 0 | 0 |  |  | NO | NO |  |  |  |  | 2021-12-06 | 53.76166691596139, -2.6170128422491703
DATA NOT AVAILABLE | 1600000138311 | BAE SYSTEMS (OPERATIONS) LTD | SAMLESBURY AERODOME | MYERSCOUGH ROAD | MYERSCOUGH ROAD | BLACKBURN | LANCASHIRE | BB2 7LF | ENGLAND | 362431 | 431621 | PENWORTHAM EAST GSP / ROCHDALE SGT 1 GROUP | PRESTON EAST | PRESTON EAST | 11 | ELECTRICITY NORTH WEST LIMITED | PV | PHOTOVOLTAIC | NO | 0 | 0 | 2 | FOSSIL - GAS | ENGINE (COMBUSTION / RECIPROCATING) |  | 0 | 0 | 0.475 | WIND | ONSHORE WIND TURBINES |  | 0 | 0 | 7 | NO | CONNECTED | 9.475 | 0 | 0 | 17.1 | 18 | 2014-10-01 | 0 |  |  | 0 | 0 |  |  | NO | NO |  |  |  |  | 2021-12-06 | 53.779553835601504, -2.5715974438838245
1620001272864 | 1620001272855 | VIRIDIS ENERGY (NORGEN) LIMITED | SALT AYRE LANDFILL 3 | SALT AYRE LANE | SALT AYRE LANE | LANCASTER | LANCASHIRE | LA1 5JS | ENGLAND | 345636 | 462499 | HEYSHAM GSP | LANCASTER | BROADWAY | 6.6 | ELECTRICITY NORTH WEST LIMITED | BIOFUEL - LANDFILL GAS | ENGINE (COMBUSTION / RECIPROCATING) | NO | 0 | 0 | 1.15 |  |  |  | 0 | 0 | 0 |  |  |  | 0 | 0 | 0 | NO | CONNECTED | 1.15 | 0.95 | 1 | 0.038 | 0.04 | 2008-09-01 | 0 |  |  | 0 | 0 |  |  | NO | NO |  |  |  |  | 2021-12-06 | 54.05556301741018, -2.8319400841598816
1630000016808 | 1630000016792 | VIRIDIS ENERGY (NORGEN) LIMITED | SALT AYRE LANDFILL | OVANGLE ROAD | OVANGLE ROAD | LANCASTER | LANCASHIRE | LA1 5JR | ENGLAND | 345722 | 462405 | HEYSHAM GSP | LANCASTER | LANCASTER | 11 | ELECTRICITY NORTH WEST LIMITED | BIOFUEL - LANDFILL GAS | ENGINE (COMBUSTION / RECIPROCATING) | NO | 0 | 0 | 1.15 |  |  |  | 0 | 0 | 0 |  |  |  | 0 | 0 | 0 | NO | CONNECTED | 1.15 | 1.0925 | 1.15 | 0.038 | 0.04 | 2008-09-01 | 0 |  |  | 0 | 0 |  |  | NO | NO |  |  |  |  | 2021-12-06 | 54.05472735631568, -2.8306096696443035
E_ROOSB-1 | E_ROOSB-1 | CENTRICA ENERGY | ROOSECOTE BESS |  |  | BARROW-IN-FURNESS | CUMBRIA | LA13 0PQ | ENGLAND | 322270 | 468494 | HARKER ENWL SGTS 1 2 3A 4 / HUTTON GSP GROUP | - | - | 132 | ELECTRICITY NORTH WEST LIMITED | BATTERY | STORAGE - ELECTROCHEMICAL (BATTERIES) | NO | 0 | 0.5 | 50 |  |  |  | 0 | 0 | 0 |  |  |  | 0 | 0 | 0 | NO | CONNECTED | 50 | 47.5 | 50 | 47.5 | 50 | 2018-09-01 | 0 |  |  | 0 | 0 |  |  | NO | NO |  |  |  |  | 2021-12-06 | 54.10643295945204, -3.190340799713714
1640000892763 | 1640000892754 | HC ESS4 LIMITED | RED SCAR (GRESHAM HOUSE) | REDSCAR BUSINESS PARK | REDSCAR BUSINESS PARK | PRESTON | LANCASHIRE | PR2 5NJ | ENGLAND | 357536 | 432407 | PENWORTHAM EAST GSP / ROCHDALE SGT 1 GROUP | PRESTON EAST | - | 33 | ELECTRICITY NORTH WEST LIMITED | BATTERY | STORAGE - ELECTROCHEMICAL (BATTERIES) | NO | 0 | 1 | 49 |  |  |  | 0 | 0 | 0 |  |  |  | 0 | 0 | 0 | NO | CONNECTED | 49 | 46.55 | 49 | 46.55 | 49 | 2019-12-09 | 0 |  |  | 0 | 0 |  |  | NO | YES |  |  |  |  | 2021-12-06 | 53.78624068015303, -2.6459836737052127
DATA NOT AVAILABLE | DATA NOT AVAILABLE | INNOVA / NOVUS | QUEENS PARK | LAND OFF MONSALL ROAD | LAND OFF MONSALL ROAD | MANCHESTER | GREATER MANCHESTER | M40 8WP | ENGLAND | 386344 | 400994 | STALYBRIDGE GSP | STUART ST | MONSALL | 6.6 | ELECTRICITY NORTH WEST LIMITED | BATTERY | STORAGE - ELECTROCHEMICAL (BATTERIES) | NO | 0 | 0 | 10.45 |  |  |  | 0 | 0 | 0 |  |  |  | 0 | 0 | 0 | NO | ACCEPTED TO CONNECT | 0 | 0 | 0 | 0 | 0 |  | 11 | 10 | 11 | 10 | 11 | 2020-06-19 00:00:00 |  | NO | NO |  | TO BE CONFIRMED |  |  | 2021-12-06 | 53.50545592172002, -2.2073615117230982
1640000519009 | 1640000518992 | POTATO POT WIND FARM LIMITED | POTATO POT WIND FARM | WYTHEMOOR HEAD FARM | WYTHEMOOR HEAD FARM | WORKINGTON | CUMBRIA | CA14 4ST | ENGLAND | 304021 | 524045 | HARKER ENWL SGTS 1 2 3A 4 / HUTTON GSP GROUP | STAINBURN & SIDDICK | LEYLAND NATIONAL | 11 | ELECTRICITY NORTH WEST LIMITED | WIND | ONSHORE WIND TURBINES | NO | 0 | 0 | 7.5 |  |  |  | 0 | 0 | 0 |  |  |  | 0 | 0 | 0 | NO | CONNECTED | 7.5 | 6.8343 | 7.194 | 0.1425 | 0.15 | 2016-08-24 | 0 |  |  | 0 | 0 |  |  | NO | NO |  |  |  |  | 2021-12-06 | 54.602425978868965, -3.487280924894466
DATA NOT AVAILABLE | DATA NOT AVAILABLE | VIRIDOR | PILSWORTH POWER PLANT | MOSS HALL ROAD | MOSS HALL ROAD | BURY | GREATER MANCHESTER | BL9 7JL | ENGLAND | 383057 | 409766 | KEARSLEY 132 GSP | BURY | HEAP BRIDGE | 6.6 | ELECTRICITY NORTH WEST LIMITED | NATURAL GAS | GAS TURBINE (OCGT) | NO | 0 | 0 | 5.5 |  |  |  | 0 | 0 | 0 |  |  |  | 0 | 0 | 0 | NO | CONNECTED | 0 | 0 | 0 | 0 | 0 |  | 7.5 | 4.2749999999999995 | 4.5 | 1.9 | 2 | 2018-10-15 00:00:00 |  | NO | NO |  | TO BE CONFIRMED |  |  | 2024-03-14 | 53.584204482773195, -2.2573976941498706
1620000297041 | 1620000297032 | VIRIDOR WASTE MANAGEMENT LIMITED | PILSWORTH LANDFILL SITE | PILSWORTH ROAD | PILSWORTH ROAD | BURY | GREATER MANCHESTER | BL9 8RP | ENGLAND | 383003 | 409780 | KEARSLEY 132 GSP | BURY | HEAP BRIDGE | 11 | ELECTRICITY NORTH WEST LIMITED | BIOFUEL - LANDFILL GAS | ENGINE (COMBUSTION / RECIPROCATING) | NO | 0 | 0 | 3.45 |  |  |  | 0 | 0 | 0 |  |  |  | 0 | 0 | 0 | NO | CONNECTED | 3.45 | 3.8 | 4 | 0.038 | 0.04 | 1998-10-15 | 0 |  |  | 0 | 0 |  |  | NO | NO |  |  |  |  | 2021-12-06 | 53.58432855812445, -2.2582141269593476
1620000398413 | 1620000398413 | NETWORK RAIL INFRASTRUCTURE LIMITED | PARKSIDE RAILWAY STATION | PARKSIDE ROAD | PARKSIDE ROAD | WARRINGTON | CHESHIRE | WA3 1PG | ENGLAND | 359944 | 394567 | SPEN - OUT OF AREA | - | - | 25 | ELECTRICITY NORTH WEST LIMITED | NATURAL GAS | ENGINE (COMBUSTION / RECIPROCATING) | NO | 0 | 0 | 3 |  |  |  | 0 | 0 | 0 |  |  |  | 0 | 0 | 0 | NO | CONNECTED | 3 | 2.85 | 3 | 11.4 | 12 | 2000-06-20 | 0 |  |  | 0 | 0 |  |  | NO | NO |  |  |  |  | 2021-12-06 | 53.44633657996192, -2.604557629035458
1640000264128 | 1640000264119 | ORCHARD END LTD | ORCHARD END WIND FARM | EAGLAND HILL | EAGLAND HILL | PRESTON | LANCASHIRE | PR3 6BD | ENGLAND | 344641 | 445167 | PENWORTHAM WEST GSP / STANAH GSP GROUP | THORNTON | - | 33 | ELECTRICITY NORTH WEST LIMITED | WIND | ONSHORE WIND TURBINES | NO | 0 | 0 | 4 |  |  |  | 0 | 0 | 0 |  |  |  | 0 | 0 | 0 | NO | CONNECTED | 4 | 3.8 | 4 | 0.1425 | 0.15 | 2012-11-01 | 0 |  |  | 0 | 0 |  |  | NO | NO |  |  |  |  | 2021-12-06 | 53.89969934685149, -2.8439825332662996
1640000541157 | 1640000541148 | RENEWABLE SOURCE LIMITED | OAKFIELD FARM SOLAR SITE | DEEPDALE LANE | DEEPDALE LANE | PRESTON | LANCASHIRE | PR4 0YE | ENGLAND | 346684 | 430732 | PENWORTHAM WEST GSP / STANAH GSP GROUP | PEEL | - | 33 | ELECTRICITY NORTH WEST LIMITED | PV | PHOTOVOLTAIC | NO | 0 | 0 | 4.08 |  |  |  | 0 | 0 | 0 |  |  |  | 0 | 0 | 0 | NO | CONNECTED | 4.08 | 4.56 | 4.8 | 0.07125 | 0.075 | 2016-03-01 | 0 |  |  | 0 | 0 |  |  | NO | NO |  |  |  |  | 2021-12-06 | 53.77018663685145, -2.8103848652146026
1640000478337 | 1640000478328 | VIRIDOR WASTE MANAGEMENT LIMITED | MOSS HALL LANE GENERATOR | MOSS HALL ROAD | MOSS HALL ROAD | BURY | GREATER MANCHESTER | BL9 7JL | ENGLAND | 382981 | 409872 | KEARSLEY 132 GSP | BURY | HEAP BRIDGE | 6.6 | ELECTRICITY NORTH WEST LIMITED | BATTERY | STORAGE - ELECTROCHEMICAL (BATTERIES) | NO | 0 | 0 | 4.5 |  |  |  | 0 | 0 | 0 |  |  |  | 0 | 0 | 0 | NO | CONNECTED | 4.5 | 4.275 | 4.5 | 1.9 | 2 | 2018-02-01 | 0 |  |  | 0 | 0 |  |  | NO | YES |  |  |  |  | 2024-03-14 | 53.58515475284981, -2.258551487506935
DATA NOT AVAILABLE | DATA NOT AVAILABLE | APPLIED POWER ENGINEERING | MANNELLI HOUSE | GILWILLY INDUSTRIAL ESTATE | COWPER ROAD | PENRITH | CUMBRIA | CA11 9BN | ENGLAND | 350306 | 530245 | HARKER ENWL SGTS 1 2 3A 4 / HUTTON GSP GROUP | PENRITH & SHAP | NEWTONGATE T13 | 11 | ELECTRICITY NORTH WEST LIMITED | NATURAL GAS | ENGINE (COMBUSTION / RECIPROCATING) | NO | 0 | 0 | 5 |  |  |  | 0 | 0 | 0 |  |  |  | 0 | 0 | 0 | NO | ACCEPTED TO CONNECT | 0 | 0 | 0 | 0 | 0 |  | 5 | 4.7974999999999994 | 5.05 | 0 | 0 | 2017-10-16 00:00:00 |  | NO | NO |  | TO BE CONFIRMED |  |  | 2021-12-06 | 54.6648215889673, -2.7719445101837934
DATA NOT AVAILABLE | 1630000031105 | CENTRAL MANCHESTER UNIVERSITY HOSPITALS NHS FOUNDATION TRUST | MANCHESTER ROYAL INFIRMARY | OXFORD ROAD |  | MANCHESTER | GREATER MANCHESTER | M13 9WL | ENGLAND | 384979 | 396212 | BREDBURY GSP | LONGSIGHT | VICTORIA PARK | 6.6 | ELECTRICITY NORTH WEST LIMITED | FOSSIL - OIL | ENGINE (COMBUSTION / RECIPROCATING) | NO | 0 | 0 | 6.4 |  |  |  | 0 | 0 | 0 |  |  |  | 0 | 0 | 0 | NO | CONNECTED | 6.4 | 0 | 0 | 9.6995 | 10.21 | 2006-11-01 | 0 |  |  | 0 | 0 |  |  | NO | NO |  |  |  |  | 2021-12-06 | 53.46243607830335, -2.227710976783472
1640000546270 | 1640000546261 | UK POWER RESERVE PEEL | MANCHESTER ROAD STOR | MANCHESTER ROAD | MANCHESTER ROAD | MANCHESTER | GREATER MANCHESTER | M31 4QN | ENGLAND | 372368 | 392465 | CARRINGTON ENWL SGTS 1B 2B 4 7 | CARRINGTON BSP | - | 33 | ELECTRICITY NORTH WEST LIMITED | NATURAL GAS | ENGINE (COMBUSTION / RECIPROCATING) | NO | 0 | 0.5 | 20 |  |  |  | 0 | 0 | 0 |  |  |  | 0 | 0 | 0 | NO | CONNECTED | 20 | 19 | 20 | 0.475 | 0.5 | 2017-03-14 | 0 |  |  | 0 | 0 |  |  | NO | NO |  |  |  |  | 2021-12-06 | 53.42824377066931, -2.4173208928455123
DATA NOT AVAILABLE | 1600000136244 | SHENTON GROUP LTD | MANCHESTER AIRPORT, TERMINAL 2 | OLYMPIC HOUSE |  | MANCHESTER | GREATER MANCHESTER | M90 1QX | ENGLAND | 381482 | 384304 | SOUTH MANCHESTER GSP | MOSS NOOK | TO BE CONFIRMED | 11 | ELECTRICITY NORTH WEST LIMITED | FOSSIL - OIL | ENGINE (COMBUSTION / RECIPROCATING) | NO | 0 | 0 | 1.2 |  |  |  | 0 | 0 | 0 |  |  |  | 0 | 0 | 0 | NO | ACCEPTED TO CONNECT | 0 | 0 | 0 | 0 | 0 |  | 1.2 | 0 | 0 | 28.5 | 30 | 2019-07-10 00:00:00 |  | NO | NO |  | TO BE CONFIRMED |  |  | 2021-12-06 | 53.35528968901213, -2.2796779375364924
1630000558395 | 1630000558386 | ENOVERT NORTH LIMITED | LYMES WOOD LANDFILL SITE | VISTA ROAD | VISTA ROAD | ST HELENS | MERSEYSIDE | WA11 0RN | ENGLAND | 357266 | 396593 | BOLD | GOLBORNE | HAYDOCK | 11 | ELECTRICITY NORTH WEST LIMITED | BIOFUEL - LANDFILL GAS | ENGINE (COMBUSTION / RECIPROCATING) | NO | 0 | 0 | 4.05 |  |  |  | 0 | 0 | 0 |  |  |  | 0 | 0 | 0 | NO | CONNECTED | 4.05 | 3.8 | 4 | 0.19095 | 0.201 | 2013-08-01 | 0 |  |  | 0 | 0 |  |  | NO | NO |  |  |  |  | 2021-12-06 | 53.46433515618521, -2.6451514446028352
DATA NOT AVAILABLE | DATA NOT AVAILABLE | PENGEN | LITTLE SALKELD RESERVE | LONG MEG AND HER DAUGHTERS | WET LANE | EDEN | CUMBRIA | CA10 1NW | ENGLAND | 356798 | 537675 | HARKER ENWL SGTS 1 2 3A 4 / HUTTON GSP GROUP | PENRITH & SHAP | LITTLE SALKELD | 11 | ELECTRICITY NORTH WEST LIMITED | BATTERY | STORAGE - OTHER | NO | 0 | 0 | 5 |  |  |  | 0 | 0 | 0 |  |  |  | 0 | 0 | 0 | NO | ACCEPTED TO CONNECT | 0 | 0 | 0 | 0 | 0 |  | 5 | 4.75 | 5 | 0 | 0 | 2018-01-23 00:00:00 |  | NO | NO |  | TO BE CONFIRMED |  |  | 2021-12-06 | 54.73218708611068, -2.6724083150134987
DATA NOT AVAILABLE | DATA NOT AVAILABLE | APPLIED POWER ENGINEERING | LAND AT STAINBURN, STAINBURN ROAD, GREAT CLIFTON | STAINBURN ROAD | GREAT ORTON | WORKINGTON | CUMBRIA | CA14 1TG | ENGLAND | 303382 | 529684 | HARKER ENWL SGTS 1 2 3A 4 / HUTTON GSP GROUP | STAINBURN & SIDDICK | STAINBURN | 11 | ELECTRICITY NORTH WEST LIMITED | FOSSIL - OIL | ENGINE (COMBUSTION / RECIPROCATING) | NO | 0 | 0 | 6 |  |  |  | 0 | 0 | 0 |  |  |  | 0 | 0 | 0 | NO | ACCEPTED TO CONNECT | 0 | 0 | 0 | 0 | 0 |  | 6 | 5.7569999999999997 | 6.06 | 0 | 0 | 2017-11-01 00:00:00 | 2025-06-30 00:00:00 | NO | NO |  | TO BE CONFIRMED |  |  | 2021-12-06 | 54.652962770501226, -3.499031264984292
1640000703855 | 1640000026982 | UNITED UTILITIES WATER LTD | LANCASTER WWTW |  |  | LANCASTER | LANCASHIRE | LA2 0AG | ENGLAND | 346182 | 459140 | HEYSHAM GSP | LANCASTER | BURROW BECK | 11 | ELECTRICITY NORTH WEST LIMITED | PV | PHOTOVOLTAIC | YES | 0 | 0 | 0.825 | BIOFUEL - BIOGAS FROM ANAEROBIC DIGESTION (EXCLUDING LANDFILL & SEWAGE) | ENGINE (COMBUSTION / RECIPROCATING) |  | 0 | 0 | 0.78375 |  |  |  | 0 | 0 | 0 | NO | CONNECTED | 1.6087 | 1.1808 | 1.243 | 1.6767 | 1.765 | 2015-11-01 | 0 |  |  | 0 | 0 |  |  | NO | NO |  |  |  |  | 2021-12-06 | 54.025434237597466, -2.8230037638748504
1620001583740 | 1620001583730 | INFINIS ENERGY SERVICES LIMITED | KIRKLESS LANDFILL SITE | MAKERFIELD WAY | MAKERFIELD WAY | WIGAN | GREATER MANCHESTER | WN2 2ER | ENGLAND | 361024 | 406063 | KEARSLEY 132 GSP | ATHERTON | HINDLEY GREEN | 11 | ELECTRICITY NORTH WEST LIMITED | BIOFUEL - LANDFILL GAS | ENGINE (COMBUSTION / RECIPROCATING) | NO | 0 | 0 | 1.065 | WIND | ONSHORE WIND TURBINES |  | 0 | 0 | 0.01045 |  |  |  | 0 | 0 | 0 | NO | CONNECTED | 1.0755 | 0.58045 | 0.611 | 0.1425 | 0.15 | 2004-12-15 | 0 |  |  | 0 | 0 |  |  | NO | NO |  |  |  |  | 2021-12-06 | 53.54974306175506, -2.5897305556693637
1620000366875 | 1620000418238 | BEAUFORT WIND LTD | KIRKBY MOOR WIND FARM |  |  | KIRKBY-IN-FURNESS | CUMBRIA | LA17 7UN | ENGLAND | 326102 | 482987 | HARKER ENWL SGTS 1 2 3A 4 / HUTTON GSP GROUP | ULVERSTON | KIRKBY MOOR | 11 | ELECTRICITY NORTH WEST LIMITED | WIND | ONSHORE WIND TURBINES | NO | 0 | 0 | 4.8 |  |  |  | 0 | 0 | 0 |  |  |  | 0 | 0 | 0 | NO | CONNECTED | 4.8 | 4.75 | 5 | 0.038 | 0.04 | 1993-09-01 | 0 |  |  | 0 | 0 |  |  | NO | NO |  |  |  |  | 2021-12-06 | 54.23722716539371, -3.135306665811287
DATA NOT AVAILABLE | DATA NOT AVAILABLE | SMITH BROTHERS CONTRACTORS | KILN LANE, OLDHAM | KILN ROAD |  | ROCHDALE | GREATER MANCHESTER | OL16 3NQ | ENGLAND | 392620 | 412854 | ROCHDALE SGTS 2 3 4 | CASTLETON | HEADY HILL | 6.6 | ELECTRICITY NORTH WEST LIMITED | NATURAL GAS | ENGINE (COMBUSTION / RECIPROCATING) | NO | 0 | 0 | 5 |  |  |  | 0 | 0 | 0 |  |  |  | 0 | 0 | 0 | NO | ACCEPTED TO CONNECT | 0 | 0 | 0 | 0 | 0 |  | 5 | 4.75 | 5 | 0.057 | 0.06 | 2019-04-03 00:00:00 |  | NO | NO |  | TO BE CONFIRMED |  |  | 2021-12-06 | 53.61218403226057, -2.1130225720551103
DATA NOT AVAILABLE | DATA NOT AVAILABLE | SAVILLS ENERGY | JD SPORTS | ELIZABETHAN WAY | MILNROW | ROCHDALE | GREATER MANCHESTER | OL16 4FW | ENGLAND | 391624 | 412256 | ROCHDALE SGTS 2 3 4 | BELFIELD | KINGSWAY | 11 | ELECTRICITY NORTH WEST LIMITED | PV | PHOTOVOLTAIC | NO | 0 | 0 | 1 |  |  |  | 0 | 0 | 0 |  |  |  | 0 | 0 | 0 | NO | ACCEPTED TO CONNECT | 0 | 0 | 0 | 0 | 0 |  | 1.0526 | 0.95 | 1 | 2.28 | 2.4 | 2015-10-06 00:00:00 |  | NO | NO |  | TO BE CONFIRMED |  |  | 2021-12-06 | 53.606793882414, -2.128060826393374
1630000408955 | 1630000408946 | JAMESON ROAD ENERGY LTD | JAMESON ROAD LANDFILL SITE 3 | JAMESON ROAD | JAMESON ROAD | FLEETWOOD | LANCASHIRE | FY7 8TW | ENGLAND | 333096 | 445791 | PENWORTHAM WEST GSP / STANAH GSP GROUP | THORNTON | ROSSALL | 6.6 | ELECTRICITY NORTH WEST LIMITED | BIOFUEL - LANDFILL GAS | ENGINE (COMBUSTION / RECIPROCATING) | NO | 0 | 0 | 2.13 |  |  |  | 0 | 0 | 0 |  |  |  | 0 | 0 | 0 | NO | CONNECTED | 2.13 | 1.995 | 2.1 | 0.0475 | 0.05 | 2007-06-01 | 0 |  |  | 0 | 0 |  |  | NO | NO |  |  |  |  | 2021-12-06 | 53.903943018256626, -3.0197920378874734
DATA NOT AVAILABLE | DATA NOT AVAILABLE | RENEWABLES FIRST LTD | IRLAM HYDROPOWER STATION, MANCHESTER | CADISHEAD WAY | URMSTON | MANCHESTER | GREATER MANCHESTER | M44 6RT | ENGLAND | 372765 | 394097 | CARRINGTON ENWL SGTS 1B 2B 4 7 | CARRINGTON BSP | TO BE CONFIRMED | 6.6 | ELECTRICITY NORTH WEST LIMITED | WATER (FLOWING WATER OR HEAD OF WATER) | HYDRO - RUN OF RIVER | NO | 0 | 0 | 1.435 |  |  |  | 0 | 0 | 0 |  |  |  | 0 | 0 | 0 | NO | CONNECTED | 0 | 0 | 0 | 0 | 0 |  | 1 | 0.95 | 1 | 0.038 | 0.04 | 2018-12-05 00:00:00 |  | NO | NO |  | TO BE CONFIRMED |  |  | 2024-03-14 | 53.44293336577193, -2.41148807574868
1640000177316 | 1640000177307 | ENERGIEKONTOR UK HY GMBH & CO. WP HYNDBU | HYNDBURN WIND FARM | HASLINGDEN OLD ROAD | HASLINGDEN OLD ROAD | ACCRINGTON | LANCASHIRE | BB5 3RT | ENGLAND | 374590 | 425063 | PENWORTHAM EAST GSP / ROCHDALE SGT 1 GROUP | BLACKBURN | - | 33 | ELECTRICITY NORTH WEST LIMITED | WIND | ONSHORE WIND TURBINES | NO | 0 | 0 | 25.102 |  |  |  | 0 | 0 | 0 |  |  |  | 0 | 0 | 0 | NO | CONNECTED | 25.102 | 23.8469 | 25.102 | 0.3895 | 0.41 | 2013-04-01 | 0 |  |  | 0 | 0 |  |  | NO | NO |  |  |  |  | 2021-12-06 | 53.72134970512969, -2.3865461296863613
1640000373918 | 1640000373909 | COCKERHAM GREEN ENERGY LIMITED | HILLAM LANE FARM | HILLAM LANE | COCKERHAM | LANCASTER | LANCASHIRE | LA2 0DX | ENGLAND | 345865 | 453121 | HEYSHAM GSP | LANCASTER | BURROW BECK | 11 | ELECTRICITY NORTH WEST LIMITED | BIOFUEL - LANDFILL GAS | ENGINE (COMBUSTION / RECIPROCATING) | NO | 0 | 0 | 1.1 |  |  |  | 0 | 0 | 0 |  |  |  | 0 | 0 | 0 | NO | CONNECTED | 1.1 | 1.045 | 1.1 | 0.10925 | 0.115 | 2014-03-01 | 0 |  |  | 0 | 0 |  |  | NO | NO |  |  |  |  | 2021-12-06 | 53.9713099751993, -2.826769255259638
DATA NOT AVAILABLE | DATA NOT AVAILABLE | ECO NRG STORAGE LTD | HEYSIDE BATTERY. MOSSDOWN ROAD, ROYTON | MOSSDOWN ROAD | ROYTON | OLDHAM | GREATER MANCHESTER | OL2 6HS | ENGLAND | 393430 | 407086 | WHITEGATE GSP | ROYTON | HEYSIDE | 6.6 | ELECTRICITY NORTH WEST LIMITED | BATTERY | STORAGE - ELECTROCHEMICAL (BATTERIES) | NO | 0 | 0 | 6 |  |  |  | 0 | 0 | 0 |  |  |  | 0 | 0 | 0 | NO | ACCEPTED TO CONNECT | 0 | 0 | 0 | 0 | 0 |  | 6.3158 | 5.6999999999999993 | 6 | 5.7 | 6 | 2017-10-06 00:00:00 |  | NO | NO |  | TO BE CONFIRMED |  |  | 2021-12-06 | 53.56035070545593, -2.100655825274344
1640000432138 | 1640000432129 | LOCOGEN | HEYSHAM WIND FARM |  | HEATON WITH OXCLIFFE | MORECAMBE | LANCASHIRE | LA3 2HJ | ENGLAND | 342706 | 460416 | HEYSHAM GSP | LANCASTER | WESTGATE | 6.6 | ELECTRICITY NORTH WEST LIMITED | WIND | ONSHORE WIND TURBINES | NO | 0 | 0 | 2.3 |  |  |  | 0 | 0 | 0 |  |  |  | 0 | 0 | 0 | NO | CONNECTED | 2.3 | 2.4738 | 2.604 | 0.095 | 0.1 | 2014-10-01 | 0 |  |  | 0 | 0 |  |  | NO | NO |  |  |  |  | 2021-12-06 | 54.03652611013218, -2.876298209118803
1640000429260 | 1640000429260 | BANKS RENEWABLES (HEYSHAM SOUTH WIND FARM) LIMITED | HEYSHAM SOUTH WIND FARM | A683 |  | HEYSHAM | LANCASHIRE | LA3 3ES | ENGLAND | 342655 | 459790 | HEYSHAM GSP | TRIMPELL | TRIMPELL | 11 | ELECTRICITY NORTH WEST LIMITED | WIND | ONSHORE WIND TURBINES | NO | 0 | 0 | 7.5 |  |  |  | 0 | 0 | 0 |  |  |  | 0 | 0 | 0 | NO | CONNECTED | 7.5 | 7.5003 | 7.895 | 0.11875 | 0.125 | 2014-09-01 | 0 |  |  | 0 | 0 |  |  | NO | NO |  |  |  |  | 2021-12-06 | 54.03089485449964, -2.8769583781338866
GOOSG0001M | GOOSG0001M | DATA NOT AVAILABLE | GOOSE HOUSE LANE GENERATION | GOOSE HOUSE LANE |  | DARWEN | LANCASHIRE | BB3 0EH | ENGLAND | 369203 | 423494 | PENWORTHAM EAST GSP / ROCHDALE SGT 1 GROUP | LOWER DARWEN | - | 33 | ELECTRICITY NORTH WEST LIMITED | NATURAL GAS | ENGINE (COMBUSTION / RECIPROCATING) | NO | 0 | 0 | 21.2 |  |  |  | 0 | 0 | 0 |  |  |  | 0 | 0 | 0 | NO | CONNECTED | 21.2 | 20.14 | 21.2 | 0 | 0 | 2018-10-01 | 0 |  |  | 0 | 0 |  |  | NO | NO |  |  |  |  | 2021-12-06 | 53.70695656116737, -2.468022402575314
DATA NOT AVAILABLE | DATA NOT AVAILABLE | ALKANE ENERGY UK LTD | GOLDBORNE ENERGY PARK, OFF KIDGROVE ROAD, WARRINGTON | OFF KIDGROVE ROAD |  | WARRINGTON | CHESHIRE | WA3 3DP | ENGLAND | 360488 | 398104 | SPEN - OUT OF AREA | GOLBORNE | GOLBORNE | 11 | ELECTRICITY NORTH WEST LIMITED | NATURAL GAS | ENGINE (COMBUSTION / RECIPROCATING) | NO | 0 | 0 | 6 |  |  |  | 0 | 0 | 0 |  |  |  | 0 | 0 | 0 | NO | ACCEPTED TO CONNECT | 0 | 0 | 0 | 0 | 0 |  | 7.443 | 5.6999999999999993 | 6 | 0.095 | 0.1 | 2017-02-09 00:00:00 |  | NO | NO |  | TO BE CONFIRMED |  |  | 2021-12-06 | 53.47816822752269, -2.596813425232425
DATA NOT AVAILABLE | DATA NOT AVAILABLE | ALPLA UK LTD | GOLBORNE CHP | UNIT 9 STONECROSS BUSINESS PARK | YEW TREE WAY, GOLBORNE | WARRINGTON | CHESHIRE | WA3 3GY | ENGLAND | 361132 | 397298 | BOLD | GOLBORNE | GOLBORNE | 11 | ELECTRICITY NORTH WEST LIMITED | NATURAL GAS | ENGINE (COMBUSTION / RECIPROCATING) | TO BE CONFIRMED | 0 | 0 | 3.36 |  |  |  | 0 | 0 | 0 |  |  |  | 0 | 0 | 0 | NO | ACCEPTED TO CONNECT | 0 | 0 | 0 | 0 | 0 |  | 3.5368 | 3.36 | 3.5368421052631578 | 0 | 0 | 2019-11-27 00:00:00 |  | NO | NO |  | TO BE CONFIRMED |  |  | 2023-04-06 | 53.47097200452655, -2.587010519731128
1640000527853 | 1630000448178 | UNITED UTILITIES WATER LTD | GODLEY WATER TREATMENT WORKS | TETLOW FOLD |  | HYDE | CHESHIRE | SK14 3BU | ENGLAND | 396565 | 395487 | STALYBRIDGE GSP | HYDE | HATTERSLEY | 11 | ELECTRICITY NORTH WEST LIMITED | PV | PHOTOVOLTAIC | NO | 0 | 0 | 2.9908 |  |  |  | 0 | 0 | 0 |  |  |  | 0 | 0 | 0 | NO | CONNECTED | 2.9908 | 2.85 | 3 | 1.0165 | 1.07 | 2016-02-29 | 0 |  |  | 0 | 0 |  |  | NO | NO |  |  |  |  | 2021-12-06 | 53.45612494727607, -2.0531967726082607
1640000082630 | 1640000082620 | FLIMBY WIND ENERGY LIMITED | FLIMBY WIND FARM |  | FLIMBY | MARYPORT | CUMBRIA | CA15 8QX | ENGLAND | 303822 | 532889 | HARKER ENWL SGTS 1 2 3A 4 / HUTTON GSP GROUP | STAINBURN & SIDDICK | - | 33 | ELECTRICITY NORTH WEST LIMITED | WIND | ONSHORE WIND TURBINES | NO | 0 | 0 | 7.5 |  |  |  | 0 | 0 | 0 |  |  |  | 0 | 0 | 0 | NO | CONNECTED | 7.5 | 7.125 | 7.5 | 0.0475 | 0.05 | 2012-12-01 | 0 |  |  | 0 | 0 |  |  | NO | NO |  |  |  |  | 2021-12-06 | 54.6818393930719, -3.4932703615251968
1640000150652 | 1640000150670 | DRYHOLME BIOGAS LIMITED | DRYHOLME FARM |  | SILLOTH | WIGTON | CUMBRIA | CA7 4PZ | ENGLAND | 314544 | 552616 | HARKER ENWL SGTS 1 2 3A 4 / HUTTON GSP GROUP | CARLISLE | SILLOTH | 11 | ELECTRICITY NORTH WEST LIMITED | BIOFUEL - LANDFILL GAS | ENGINE (COMBUSTION / RECIPROCATING) | NO | 0 | 0 | 2.38 |  |  |  | 0 | 0 | 0 |  |  |  | 0 | 0 | 0 | NO | CONNECTED | 2.38 | 2.3323 | 2.455 | 0.114 | 0.12 | 2011-10-01 | 0 |  |  | 0 | 0 |  |  | NO | NO |  |  |  |  | 2021-12-06 | 54.86100331581829, -3.3328362258257047
DATA NOT AVAILABLE | DATA NOT AVAILABLE | OPDE UK LTS | DORMANSTEADS PC | ROWELTOWN | ROWELTOWN | CARLISLE | CUMBRIA | CA6 6JP | ENGLAND | 350998 | 569946 | HARKER ENWL SGTS 1 2 3A 4 / HUTTON GSP GROUP | - | - | 132 | ELECTRICITY NORTH WEST LIMITED | PV | PHOTOVOLTAIC | NO | 0 | 0 | 38 |  |  |  | 0 | 0 | 0 |  |  |  | 0 | 0 | 0 | NO | ACCEPTED TO CONNECT | 0 | 0 | 0 | 0 | 0 |  | 40 | 38 | 40 | 0 | 0 | 2020-10-15 00:00:00 | 2027-01-01 00:00:00 | NO | NO |  | TO BE CONFIRMED |  |  | 2021-12-06 | 55.02162625241176, -2.7679641514811753
1640000665386 | 1640000665377 | ALKANE ENERGY CM LIMITED | DOBSON PARK WAY GEN 2 | DOBSON PARK WAY | INCE | WIGAN | GREATER MANCHESTER | WN2 2EG | ENGLAND | 360265 | 405069 | WASHWAY FARM GSP / KIRKBY GSP GROUP | WIGAN | GREEN ST T12 & T13 | 6.6 | ELECTRICITY NORTH WEST LIMITED | NATURAL GAS | ENGINE (COMBUSTION / RECIPROCATING) | NO | 0 | 0 | 3.2 |  |  |  | 0 | 0 | 0 |  |  |  | 0 | 0 | 0 | NO | CONNECTED | 3.2 | 2.85 | 3 | 0.3325 | 0.35 | 2017-08-01 | 0 |  |  | 0 | 0 |  |  | NO | YES |  |  |  |  | 2021-12-06 | 53.54075209300738, -2.601058717890211
1640000665368 | 1640000665359 | ALKANE ENERGY CM LIMITED | DOBSON PARK WAY GEN 1 | DOBSON PARK WAY | INCE | WIGAN | GREATER MANCHESTER | WN2 2EG | ENGLAND | 360240 | 405074 | WASHWAY FARM GSP / KIRKBY GSP GROUP | WIGAN | GREEN ST T11 | 6.6 | ELECTRICITY NORTH WEST LIMITED | NATURAL GAS | ENGINE (COMBUSTION / RECIPROCATING) | NO | 0 | 0 | 3.2 |  |  |  | 0 | 0 | 0 |  |  |  | 0 | 0 | 0 | NO | CONNECTED | 3.2 | 2.85 | 3 | 0.3325 | 0.35 | 2017-08-01 | 0 |  |  | 0 | 0 |  |  | NO | YES |  |  |  |  | 2021-12-06 | 53.540795134939344, -2.6014365740933116
1640000171625 | 1600000176682 | TESCO STORES LIMITED | STATION ROAD | HAYDOCK INDUSTRIAL ESTATE | HAYDOCK | ST HELENS | MERSEYSIDE | WA11 9UT | ENGLAND | 356693 | 398200 | BOLD | GOLBORNE | HAYDOCK | 11 | ELECTRICITY NORTH WEST LIMITED | FOSSIL - OIL | ENGINE (COMBUSTION / RECIPROCATING) | YES | 0 | 0 | 6 |  |  |  | 0 | 0 | 0 |  |  |  | 0 | 0 | 0 | NO | CONNECTED | 6 | 5.7 | 6 | 1.9 | 2 | 2012-02-01 | 0 |  |  | 0 | 0 |  |  | NO | NO |  |  |  |  | 2021-12-06 | 53.47873172441212, -2.6540037870497364
DATA NOT AVAILABLE | 1600000133331 | UNITED BISCUITS (UK) LIMITED | KIRKSANTON AIRFIELD, NORTH LANE | CROSSLEY ROAD |  | MANCHESTER | GREATER MANCHESTER | M19 2SD | ENGLAND | 387951 | 392960 | BREDBURY GSP | VERNON PARK | HEATON NORRIS | 6.6 | ELECTRICITY NORTH WEST LIMITED | NATURAL GAS | ENGINE (COMBUSTION / RECIPROCATING) | YES | 0 | 0 | 1.267 |  |  |  | 0 | 0 | 0 |  |  |  | 0 | 0 | 0 | NO | CONNECTED | 1.267 | 0 | 0 | 4.845 | 5.1 | 2016-06-01 | 0 |  |  | 0 | 0 |  |  | NO | NO |  |  |  |  | 2021-12-06 | 53.43328269328165, -2.1828218010525617
1630000875326 | 1630000875326 | VIRIDOR WASTE (GREATER MANCHESTER) LIMITED | ULLSWATER ROAD | BREDBURY PARK WAY | BREDBURY | STOCKPORT | GREATER MANCHESTER | SK6 2SN | ENGLAND | 392689 | 392195 | BREDBURY GSP | VERNON PARK | WOODLEY | 11 | ELECTRICITY NORTH WEST LIMITED | BIOFUEL - LANDFILL GAS | ENGINE (COMBUSTION / RECIPROCATING) | YES | 0 | 0 | 3.32 |  |  |  | 0 | 0 | 0 |  |  |  | 0 | 0 | 0 | NO | CONNECTED | 3.32 | 2.622 | 2.76 | 3.325 | 3.5 | 2011-10-01 | 0 |  |  | 0 | 0 |  |  | NO | NO |  |  |  |  | 2021-12-06 | 53.42649450701803, -2.1114899250839088
DATA NOT AVAILABLE | 1620000948164 | NEXPERIA UK LIMITED | LANSIL WAY | BRAMHALL MOOR LANE | HAZEL GROVE | STOCKPORT | GREATER MANCHESTER | SK7 5BJ | ENGLAND | 390769.39899999998 | 386684.05300000001 | BREDBURY GSP | HAZEL GROVE | NORBURY | 11 | ELECTRICITY NORTH WEST LIMITED | NATURAL GAS | ENGINE (COMBUSTION / RECIPROCATING) | YES | 0 | 0 | 11.52 |  |  |  | 0 | 0 | 0 |  |  |  | 0 | 0 | 0 | NO | ACCEPTED TO CONNECT | 11.52 | 0 | 0 | 7.22 | 7.6 | 2008-04-01 | 0 |  |  | 0 | 0 |  |  | NO | NO |  |  |  |  | 2024-03-14 | 53.37692868950306, -2.1402148663343863
DATA NOT AVAILABLE | 1600000133331 | UNITED BISCUITS (UK) LIMITED | HEREFORD STREET | CROSSLEY ROAD |  | MANCHESTER | GREATER MANCHESTER | M19 2SD | ENGLAND | 387951 | 392960 | BREDBURY GSP | VERNON PARK | HEATON NORRIS | 6.6 | ELECTRICITY NORTH WEST LIMITED | NATURAL GAS | ENGINE (COMBUSTION / RECIPROCATING) | YES | 0 | 0 | 1.267 |  |  |  | 0 | 0 | 0 |  |  |  | 0 | 0 | 0 | NO | ACCEPTED TO CONNECT | 1.267 | 0 | 0 | 4.845 | 5.1 | 2016-06-01 | 0 |  |  | 0 | 0 |  |  | NO | NO |  |  |  |  | 2024-03-14 | 53.43328269328165, -2.1828218010525617
1620000366643 | 1600000136138 | CARGILL PLC | 4 BROADWAY | TRAFFORD PARK ROAD | TRAFFORD PARK | MANCHESTER | GREATER MANCHESTER | M17 1PA | ENGLAND | 378469 | 397950 | CARRINGTON ENWL SGTS 1B 2B 4 7 | BARTON | TRAFFORD PARK NORTH | 6.6 | ELECTRICITY NORTH WEST LIMITED | NATURAL GAS | ENGINE (COMBUSTION / RECIPROCATING) | YES | 0 | 0 | 14 |  |  |  | 0 | 0 | 0 |  |  |  | 0 | 0 | 0 | NO | CONNECTED | 14 | 9.025 | 9.5 | 6.65 | 7 | 1990-03-30 | 0 |  |  | 0 | 0 |  |  | NO | NO |  |  |  |  | 2021-12-06 | 53.477830459357385, -2.325881674073186
1640000687983 | 1640000687974 | GREEN PEAK GENERATION | SALFORD ROAD | BLACKWOOD ROAD | LILLYHALL | WORKINGTON | CUMBRIA | CA14 4ED | ENGLAND | 301927 | 525939 | HARKER ENWL SGTS 1 2 3A 4 / HUTTON GSP GROUP | STAINBURN & SIDDICK | LEYLAND NATIONAL | 11 | ELECTRICITY NORTH WEST LIMITED | NATURAL GAS | ENGINE (COMBUSTION / RECIPROCATING) | YES | 0 | 0 | 7.5 |  |  |  | 0 | 0 | 0 |  |  |  | 0 | 0 | 0 | NO | CONNECTED | 7.5 | 7.125 | 7.5 | 0.2375 | 0.25 | 2018-02-01 | 0 |  |  | 0 | 0 |  |  | NO | YES |  |  |  |  | 2021-12-06 | 54.61903831102016, -3.5203179848259896
1640000537513 | 1640000537504 | SUNSAVE 46 (NEWBY WEST) LIMITED | AMY JOHNSON WAY | 2, BARN CROFT | NEWBY WEST | CARLISLE | CUMBRIA | CA2 6QY | ENGLAND | 336823 | 553877 | HARKER ENWL SGTS 1 2 3A 4 / HUTTON GSP GROUP | CARLISLE | MORTON PARK & PIRELLI | 11 | ELECTRICITY NORTH WEST LIMITED | PV | PHOTOVOLTAIC | YES | 0 | 0 | 4 |  |  |  | 0 | 0 | 0 |  |  |  | 0 | 0 | 0 | NO | CONNECTED | 4 | 3.876 | 4.08 | 0.0475 | 0.05 | 2017-02-14 | 0 |  |  | 0 | 0 |  |  | NO | NO |  |  |  |  | 2021-12-06 | 54.87564676239639, -2.9860980444431973
DATA NOT AVAILABLE | 1600000138951 | INNOVIA FILMS LTD | STATION ROAD |  |  | WIGTON | CUMBRIA | CA7 9BG | ENGLAND | 325149 | 548624 | HARKER ENWL SGTS 1 2 3A 4 / HUTTON GSP GROUP | CARLISLE | WIGTON | 11 | ELECTRICITY NORTH WEST LIMITED | NATURAL GAS | ENGINE (COMBUSTION / RECIPROCATING) | YES | 0 | 0 | 5.25 | FOSSIL - OIL | ENGINE (COMBUSTION / RECIPROCATING) |  | 0 | 0 | 4.9875 |  |  |  | 0 | 0 | 0 | NO | CONNECTED | 10.2375 | 0 | 0 | 11.4 | 12 | 2014-04-01 | 0 |  |  | 0 | 0 |  |  | NO | NO |  |  |  |  | 2021-12-06 | 54.82683791997225, -3.1666275290290344
1620000193245 | 1600000135019 | IGGESUND PAPERBOARD (WORKINGTON) LIMITED | MOSS LANE |  | SIDDICK | WORKINGTON | CUMBRIA | CA14 1JX | ENGLAND | 300226 | 531086 | HARKER ENWL SGTS 1 2 3A 4 / HUTTON GSP GROUP | STAINBURN & SIDDICK | - | 33 | ELECTRICITY NORTH WEST LIMITED | NATURAL GAS | ENGINE (COMBUSTION / RECIPROCATING) | YES | 0 | 0 | 45 |  |  |  | 0 | 0 | 0 |  |  |  | 0 | 0 | 0 | NO | CONNECTED | 45 | 42.75 | 45 | 42.18 | 44.4 | 2013-04-01 | 0 |  |  | 0 | 0 |  |  | NO | NO |  |  |  |  | 2021-12-06 | 54.66494231709056, -3.548406637755437
DATA NOT AVAILABLE | 1600000134850 | GLAXOSMITHKLINE SERVICES UNLIMITED | LAND BEHIND ARCHWAY HOUSE, COPSE ROAD | NORTH LONSDALE ROAD |  | ULVERSTON | CUMBRIA | LA12 9DR | ENGLAND | 330451 | 477827 | HARKER ENWL SGTS 1 2 3A 4 / HUTTON GSP GROUP | ULVERSTON | GLAXO | 11 | ELECTRICITY NORTH WEST LIMITED | NATURAL GAS | ENGINE (COMBUSTION / RECIPROCATING) | YES | 0 | 0 | 2.265 | FOSSIL - OIL | ENGINE (COMBUSTION / RECIPROCATING) |  | 0 | 0 | 0.02185 |  |  |  | 0 | 0 | 0 | NO | CONNECTED | 2.2868 | 0 | 0 | 2.85 | 3 | 2010-08-01 | 0 |  |  | 0 | 0 |  |  | NO | NO |  |  |  |  | 2021-12-06 | 54.191470709025204, -3.0673971276273515
DATA NOT AVAILABLE | 1600000048917 | LYNDSEY MOORE | BOLTON ROAD | PELHAM HOUSE, PELHAM DRIVE | CALDERBRIDGE | SEASCALE | CUMBRIA | CA20 1DB | ENGLAND | 303780 | 505753 | HARKER ENWL SGTS 1 2 3A 4 / HUTTON GSP GROUP | - | - | 132 | ELECTRICITY NORTH WEST LIMITED | NATURAL GAS | ENGINE (COMBUSTION / RECIPROCATING) | YES | 0 | 0 | 179 |  |  |  | 0 | 0 | 0 |  |  |  | 0 | 0 | 0 | NO | CONNECTED | 179 | 0 | 0 | 0.095 | 0.1 | 1995-03-01 | 0 |  |  | 0 | 0 |  |  | NO | NO |  |  |  |  | 2021-12-06 | 54.438047764162306, -3.48503362621325
DATA NOT AVAILABLE | 1600000136528 | WARBURTONS LIMITED | EATMORE BAKERIES | HEREFORD STREET |  | BOLTON | GREATER MANCHESTER | BL1 8JB | ENGLAND | 371858 | 410648 | KEARSLEY 132 GSP | BOLTON | MUSGRAVE RD | 11 | ELECTRICITY NORTH WEST LIMITED | NATURAL GAS | ENGINE (COMBUSTION / RECIPROCATING) | YES | 0 | 0 | 1.25 |  |  |  | 0 | 0 | 0 |  |  |  | 0 | 0 | 0 | NO | CONNECTED | 1.25 | 0 | 0 | 1.33 | 1.4 | 2019-01-01 | 0 |  |  | 0 | 0 |  |  | NO | NO |  |  |  |  | 2021-12-06 | 53.59164807212555, -2.426635208155955
1640000639312 | 1640000639298 | BURY POWER LIMITED | LONGLEY LANE | PEEL INDUSTRIAL ESTATE, CHAMBERHALL STREET |  | BURY | GREATER MANCHESTER | BL9 0LU | ENGLAND | 380238 | 411472 | KEARSLEY 132 GSP | BURY | - | 33 | ELECTRICITY NORTH WEST LIMITED | NATURAL GAS | ENGINE (COMBUSTION / RECIPROCATING) | YES | 0 | 0 | 19.8 |  |  |  | 0 | 0 | 0 |  |  |  | 0 | 0 | 0 | NO | CONNECTED | 19.8 | 19 | 20 | 0.16625 | 0.175 | 2017-10-14 | 0 |  |  | 0 | 0 |  |  | NO | YES |  |  |  |  | 2021-12-06 | 53.59943898353829, -2.3000870280177534
1620001070438 | 1620000224629 | CLP ENVIROGAS LIMITED | GRAPHITE WAY | WHINNEY HILL ROAD | ALTHAM | ACCRINGTON | LANCASHIRE | BB5 6NN | ENGLAND | 376084 | 430266 | PADIHAM GSP | HUNCOAT | STRAWBERRY BANK | 6.6 | ELECTRICITY NORTH WEST LIMITED | BIOFUEL - LANDFILL GAS | ENGINE (COMBUSTION / RECIPROCATING) | YES | 0 | 0 | 3.375 |  |  |  | 0 | 0 | 0 |  |  |  | 0 | 0 | 0 | NO | CONNECTED | 3.375 | 3.2062 | 3.375 | 0.1425 | 0.15 | 2007-08-01 | 0 |  |  | 0 | 0 |  |  | NO | NO |  |  |  |  | 2021-12-06 | 53.7681844482732, -2.3643108459334865
DATA NOT AVAILABLE | 1600000133624 | BRITISH TELECOM | MOOR LANE |  |  | PRESTON | LANCASHIRE | PR1 7AT | ENGLAND | 353614 | 429801 | PENWORTHAM EAST GSP / ROCHDALE SGT 1 GROUP | PRESTON EAST | CRAGGS ROW & BUSHELL ST | 6.6 | ELECTRICITY NORTH WEST LIMITED | FOSSIL - OIL | ENGINE (COMBUSTION / RECIPROCATING) | YES | 0 | 0 | 2 |  |  |  | 0 | 0 | 0 |  |  |  | 0 | 0 | 0 | NO | CONNECTED | 2 | 0 | 0 | 1.9 | 2 | 2000-07-26 | 0 |  |  | 0 | 0 |  |  | NO | NO |  |  |  |  | 2021-12-06 | 53.762484199963104, -2.705112789272104
DATA NOT AVAILABLE | 1620000145881 | NETWORK RAIL INFRASTRUCTURE LIMITED | RAY LANE | RAY LANE | BARNACRE | PRESTON | LANCASHIRE | PR3 1GB | ENGLAND | 350939 | 443583 | PENWORTHAM EAST GSP / ROCHDALE SGT 1 GROUP | - | - | 25 | ELECTRICITY NORTH WEST LIMITED | NATURAL GAS | ENGINE (COMBUSTION / RECIPROCATING) | YES | 0 | 0 | 3 |  |  |  | 0 | 0 | 0 |  |  |  | 0 | 0 | 0 | NO | CONNECTED | 3 | 2.85 | 3 | 11.875 | 12.5 | 2000-06-13 | 0 |  |  | 0 | 0 |  |  | NO | NO |  |  |  |  | 2021-12-06 | 53.88609951412922, -2.7478898644229584
1640000821345 | 1640000821336 | SHOVEL READY 6 LIMITED | HOLLINWOOD AVENUE | AMY JOHNSON WAY |  | BLACKPOOL | LANCASHIRE | FY4 2FF | ENGLAND | 332598 | 431645 | PENWORTHAM WEST GSP / STANAH GSP GROUP | BLACKPOOL | SQUIRES GATE | 6.6 | ELECTRICITY NORTH WEST LIMITED | NATURAL GAS | ENGINE (COMBUSTION / RECIPROCATING) | YES | 0 | 0 | 7 |  |  |  | 0 | 0 | 0 |  |  |  | 0 | 0 | 0 | NO | CONNECTED | 7 | 6.65 | 7 | 0.475 | 0.5 | 2019-02-01 | 0 |  |  | 0 | 0 |  |  | NO | YES |  |  |  |  | 2024-03-14 | 53.77675608905183, -3.0242623049386244
1640000734125 | 1640000734116 | TGC EMERALD LIMITED | 7 MARKET STREET | ALDON WAY |  | POULTON LE FYLDE | LANCASHIRE | FY6 8JL | ENGLAND | 335835 | 438916 | PENWORTHAM WEST GSP / STANAH GSP GROUP | BISPHAM | POULTON | 6.6 | ELECTRICITY NORTH WEST LIMITED | NATURAL GAS | ENGINE (COMBUSTION / RECIPROCATING) | YES | 0 | 0 | 6 |  |  |  | 0 | 0 | 0 |  |  |  | 0 | 0 | 0 | NO | CONNECTED | 6 | 5.757 | 6.06 | 0.2375 | 0.25 | 2018-09-01 | 0 |  |  | 0 | 0 |  |  | NO | YES |  |  |  |  | 2021-12-06 | 53.842507497219636, -2.976669141555368
1640000708055 | 1640000708046 | PUTNEY POWER LIMITED | LAND BEHIND ARCHWAY HOUSE, COPSE ROAD | LAND BEHIND ARCHWAY HOUSE, COPSE ROAD |  | FLEETWOOD | LANCASHIRE | FY7 7NY | ENGLAND | 333030 | 446856 | PENWORTHAM WEST GSP / STANAH GSP GROUP | THORNTON | COPSE RD | 6.6 | ELECTRICITY NORTH WEST LIMITED | NATURAL GAS | ENGINE (COMBUSTION / RECIPROCATING) | YES | 0 | 0 | 9 |  |  |  | 0 | 0 | 0 |  |  |  | 0 | 0 | 0 | NO | CONNECTED | 9 | 8.55 | 9 | 0.475 | 0.5 | 2016-07-01 | 0 |  |  | 0 | 0 |  |  | NO | YES |  |  |  |  | 2021-12-06 | 53.91350495387802, -3.021029876592166
1640000000140 | 1640000000130 | DEWLAY CHEESEMAKERS LIMITED | GARSTANG BYPASS | GARSTANG BYPASS | GARSTANG | PRESTON | LANCASHIRE | PR3 0PR | ENGLAND | 348509 | 443874 | PENWORTHAM WEST GSP / STANAH GSP GROUP | THORNTON | GARSTANG | 6.6 | ELECTRICITY NORTH WEST LIMITED | WIND | ONSHORE WIND TURBINES | YES | 0 | 0 | 2.05 |  |  |  | 0 | 0 | 0 |  |  |  | 0 | 0 | 0 | NO | CONNECTED | 2.05 | 2.0501 | 2.158 | 0.475 | 0.5 | 2010-08-01 | 0 |  |  | 0 | 0 |  |  | NO | NO |  |  |  |  | 2021-12-06 | 53.88847865407615, -2.784904710946263
DATA NOT AVAILABLE | 1630000847417 | LANCASHIRE RENEWABLES LIMITED | THORNTON WASTE TECHNOLOGY PARK | FLEETWOOD ROAD NORTH |  | THORNTON-CLEVELEYS | LANCASHIRE | FY7 8RY | ENGLAND | 333451 | 444506 | PENWORTHAM WEST GSP / STANAH GSP GROUP | BISPHAM | THORNTON | 6.6 | ELECTRICITY NORTH WEST LIMITED | WASTE | STEAM TURBINE (THERMAL POWER PLANT) | YES | 0 | 0 | 2 |  |  |  | 0 | 0 | 0 |  |  |  | 0 | 0 | 0 | NO | CONNECTED | 2 | 0 | 0 | 6.175 | 6.5 | 2009-09-01 | 0 |  |  | 0 | 0 |  |  | NO | NO |  |  |  |  | 2021-12-06 | 53.89244127777781, -3.014109978463659
1640000428284 | 1620000396851 | BRITISH GAS | 97 TALBOT ROAD | 97 TALBOT ROAD | OLD TRAFFORD | MANCHESTER | GREATER MANCHESTER | M16 0TW | ENGLAND | 381283 | 395892 | SOUTH MANCHESTER GSP | STRETFORD | CHESTER RD T13 | 6.6 | ELECTRICITY NORTH WEST LIMITED | FOSSIL - OIL | ENGINE (COMBUSTION / RECIPROCATING) | YES | 0 | 0 | 1.232 | SOLAR | PHOTOVOLTAIC |  | 0 | 0 | 0.07885 |  |  |  | 0 | 0 | 0 | NO | CONNECTED | 1.3109 | 0.57 | 0.6 | 0.665 | 0.7 | 2013-09-01 | 0 |  |  | 0 | 0 |  |  | NO | NO |  |  |  |  | 2021-12-06 | 53.459440633238266, -2.283359616484364
DATA NOT AVAILABLE | 1630000742885 | TELECITY GROUP UK LIMITED | THE SERVER HOTEL | REYNOLDS HOUSE | 4 ARCHWAY | MANCHESTER | GREATER MANCHESTER | M15 5RL | ENGLAND | 383682 | 396431 | BREDBURY GSP | LONGSIGHT | MOSS SIDE (LONGSIGHT) | 6.6 | ELECTRICITY NORTH WEST LIMITED | FOSSIL - OIL | ENGINE (COMBUSTION / RECIPROCATING) | YES | 0 | 0 | 1.2 |  |  |  | 0 | 0 | 0 |  |  |  | 0 | 0 | 0 | NO | CONNECTED | 1.2 | 0 | 0 | 0.95 | 1 | 2010-02-01 | 0 |  |  | 0 | 0 |  |  | NO | NO |  |  |  |  | 2021-12-06 | 53.4643656666219, -2.2472574134884193
1620000401378 | 1620000401378 | SCA HYGIENE PRODUCTS UK LIMITED | PADDOCK ROAD | PADDOCK ROAD |  | SKELMERSDALE | LANCASHIRE | WN8 9PD | ENGLAND | 349639 | 404070 | WASHWAY FARM GSP / KIRKBY GSP GROUP | ORRELL | PRIVATE SUBSTATION | 11 | ELECTRICITY NORTH WEST LIMITED | NATURAL GAS | ENGINE (COMBUSTION / RECIPROCATING) | YES | 0 | 0 | 6.3 |  |  |  | 0 | 0 | 0 |  |  |  | 0 | 0 | 0 | NO | CONNECTED | 6.3 | 0 | 0 | 8.55 | 9 | 1999-06-01 | 0 |  |  | 0 | 0 |  |  | NO | NO |  |  |  |  | 2021-12-06 | 53.530859879768066, -2.7612265361921566
DATA NOT AVAILABLE | 1620000588296 | REACH PLC C/O REACH SHARED SERVICES LTD | MIRROR GROUP NEWSPAPERS | HOLLINWOOD AVENUE | CHADDERTON | OLDHAM | GREATER MANCHESTER | OL9 8EP | ENGLAND | 390138 | 402697 | WHITEGATE GSP | CHADDERTON | HOLLINWOOD | 11 | ELECTRICITY NORTH WEST LIMITED | FOSSIL - OIL | ENGINE (COMBUSTION / RECIPROCATING) | YES | 0 | 0 | 1.745 |  |  |  | 0 | 0 | 0 |  |  |  | 0 | 0 | 0 | NO | CONNECTED | 1.745 | 0.57 | 0.6 | 4.75 | 5 | 2014-08-01 | 0 |  |  | 0 | 0 |  |  | NO | NO |  |  |  |  | 2021-12-06 | 53.520848748452856, -2.1502136089505117
DATA NOT AVAILABLE | 1600000140932 | UNITED UTILITIES WATER LTD | UNIT A-D, THE CAUSEWAY | OLDHAM BROADWAY BUSINESS PARK | CHADDERTON | OLDHAM | GREATER MANCHESTER | OL9 9XD | ENGLAND | 389548.16399999999 | 404192.65100000001 | WHITEGATE GSP | CHADDERTON | CHADDERTON | 6.6 | ELECTRICITY NORTH WEST LIMITED | BIOFUEL - LANDFILL GAS | ENGINE (COMBUSTION / RECIPROCATING) | YES | 0 | 0 | 1.274 | FOSSIL - GAS | ENGINE (COMBUSTION / RECIPROCATING) | YES | 0 | 0 | 0.63 |  |  |  | 0 | 0 | 0 | NO | CONNECTED | 1.904 | 0 | 0 | 0.9937 | 1.046 | 2012-11-01 | 0 |  |  | 0 | 0 |  |  | NO | NO |  |  |  |  | 2021-12-06 | 53.53428062486891, -2.159160260695594
DATA NOT AVAILABLE | DATA NOT AVAILABLE | AMP ENERGY | CORONATION POWER | LAND OF THE EAST SIDE OF CORONATION SQUARE | ARDWICK | MANCHESTER | GREATER MANCHESTER | M12 6JL | ENGLAND | 385440 | 397631 | STALYBRIDGE GSP | STUART ST | CENTRAL MANCHESTER | 6.6 | ELECTRICITY NORTH WEST LIMITED | NATURAL GAS | ENGINE (COMBUSTION / RECIPROCATING) | NO | 0 | 0 | 5.07 |  |  |  | 0 | 0 | 0 |  |  |  | 0 | 0 | 0 | NO | ACCEPTED TO CONNECT | 0 | 0 | 0 | 0 | 0 |  | 5.3368 | 5.07 | 5.3368421052631581 | 0 | 0 | 2020-01-08 00:00:00 |  | NO | NO |  | TO BE CONFIRMED |  |  | 2023-04-06 | 53.47520364270005, -2.2208338062144826
1640000522980 | 1640000522970 | COOPER HOUSE RENEWABLES LIMITED | COOPER HOUSE FARM | KIRKHAM ROAD | FRECKLETON | PRESTON | LANCASHIRE | PR4 1HX | ENGLAND | 342254 | 430528 | PENWORTHAM WEST GSP / STANAH GSP GROUP | PEEL | HALL CROSS | 6.6 | ELECTRICITY NORTH WEST LIMITED | PV | PHOTOVOLTAIC | NO | 0 | 0 | 4.08 |  |  |  | 0 | 0 | 0 |  |  |  | 0 | 0 | 0 | NO | CONNECTED | 4.08 | 4.75 | 5 | 0.0475 | 0.05 | 2016-03-01 | 0 |  |  | 0 | 0 |  |  | NO | NO |  |  |  |  | 2021-12-06 | 53.767880058938694, -2.8775497662704153
DATA NOT AVAILABLE | DATA NOT AVAILABLE | SCOTTISH POWER RENEWABLES | COAL CLOUGH | 41, COAL CLOUGH LANE |  | BURNLEY | LANCASHIRE | BB11 4PG | ENGLAND | 383040 | 432289 | ROCHDALE SGTS 2 3 4 | - | - | 132 | ELECTRICITY NORTH WEST LIMITED | PV | PHOTOVOLTAIC | NO | 0 | 0 | 8 |  |  |  | 0 | 0 | 0 |  |  |  | 0 | 0 | 0 | NO | ACCEPTED TO CONNECT | 0 | 0 | 0 | 0 | 0 |  | 8.4211 | 8 | 8.4210526315789469 | 0 | 0 | 2020-01-10 00:00:00 |  | NO | NO |  | TO BE CONFIRMED |  |  | 2023-04-06 | 53.786641406723156, -2.258894419097001
1620001681359 | 1620001681340 | VIRIDIS ENERGY (NORGEN) LIMITED | CLITHEROE WORKS | LYTHAM ROAD | CLIFTON | PRESTON | LANCASHIRE | PR4 0XE | ENGLAND | 347051 | 428761 | PENWORTHAM WEST GSP / STANAH GSP GROUP | PEEL | - | 33 | ELECTRICITY NORTH WEST LIMITED | BIOFUEL - LANDFILL GAS | ENGINE (COMBUSTION / RECIPROCATING) | NO | 0 | 0 | 6.118 |  |  |  | 0 | 0 | 0 |  |  |  | 0 | 0 | 0 | NO | CONNECTED | 6.118 | 6.118 | 6.44 | 0.038 | 0.04 | 2004-12-04 | 0 |  |  | 0 | 0 |  |  | NO | NO |  |  |  |  | 2021-12-06 | 53.752510533936096, -2.8044786374888693
DATA NOT AVAILABLE | DATA NOT AVAILABLE | STOR 113 LTD | CLAYTON | BLACKBURN ROAD | BLACKBURN ROAD | ACCRINGTON | DATA NOT AVAILABLE | BB5 5JW | ENGLAND | 374193 | 430367 | PADIHAM GSP | HUNCOAT | - | 33 | ELECTRICITY NORTH WEST LIMITED | FOSSIL - OIL | ENGINE (COMBUSTION / RECIPROCATING) | NO | 0 | 0 | 20 |  |  |  | 0 | 0 | 0 |  |  |  | 0 | 0 | 0 | NO | ACCEPTED TO CONNECT | 0 | 0 | 0 | 0 | 0 |  | 21.0526 | 20 | 21.05263157894737 | 0 | 0 | 2016-10-14 00:00:00 |  | NO | NO |  | TO BE CONFIRMED |  |  | 2023-04-06 | 53.769001548276606, -2.3930070741813623
1650000219869 | 1650000219840 | CARRINGTON GENERATION LTD | CARRINGTON STOR | CARRINGTON LANE | CARRINGTON | MANCHESTER | MANCHESTER | M31 4QN | ENGLAND | 373410 | 392927 | CARRINGTON ENWL SGTS 1B 2B 4 7 | CARRINGTON BSP | - | 33 | ELECTRICITY NORTH WEST LIMITED | FOSSIL - OIL | ENGINE (COMBUSTION / RECIPROCATING) | NO | 0 | 0.5 | 40 |  |  |  | 0 | 0 | 0 |  |  |  | 0 | 0 | 0 | NO | CONNECTED | 40 | 40 | 0 | 1.4 | 0 | 2023-10-09 | 0 |  |  | 0 | 0 |  |  | NO | NO |  | TO BE CONFIRMED |  |  | 2024-03-14 | 53.432450152105375, -2.4016786510903056
1640000063200 | 1640000063195 | SAICA PAPER UK LIMITED | CARRINGTON PAPER MILL | MANCHESTER ROAD | CARRINGTON | MANCHESTER | GREATER MANCHESTER | M31 4QN | ENGLAND | 372430 | 391927 | CARRINGTON ENWL SGTS 1B 2B 4 7 | - | - | 132 | ELECTRICITY NORTH WEST LIMITED | NATURAL GAS | ENGINE (COMBUSTION / RECIPROCATING) | YES | 0 | 0.5 | 37.5 |  |  |  | 0 | 0 | 0 |  |  |  | 0 | 0 | 0 | NO | CONNECTED | 37.5 | 37.4965 | 39.47 | 29.051 | 30.58 | 2011-08-11 | 0 |  |  | 0 | 0 |  |  | NO | NO |  |  |  |  | 2021-12-06 | 53.42341133433245, -2.4163405560857223
1620000370524 | 1620000370524 | UNITED UTILITIES WATER LTD | BURY WWTW | CROSSFIELD STREET |  | BURY | GREATER MANCHESTER | BL9 9TF | ENGLAND | 380403 | 408028 | KEARSLEY 132 GSP | BURY | DUMERS LANE | 11 | ELECTRICITY NORTH WEST LIMITED | PV | PHOTOVOLTAIC | NO | 0 | 0 | 2.8 | BIOFUEL - LANDFILL GAS | ENGINE (COMBUSTION / RECIPROCATING) | NO | 0 | 0 | 1.064 |  |  |  | 0 | 0 | 0 | NO | CONNECTED | 3.864 | 3.1 | 3.3 | 2.09 | 2.2 | 2020-10-08 | 0 |  |  | 0 | 0 |  |  | NO | NO |  |  |  |  | 2021-12-06 | 53.56849000267151, -2.2973762820802626
1640000671770 | 1640000671751 | IRWELL POWER LIMITED | BURY STOR 1 | CHAMBERWELL STREET | PEEL INDUSTRIAL ESTATE | BURY | GREATER MANCHESTER | BL9 0LU | ENGLAND | 380284 | 411561 | KEARSLEY 132 GSP | BURY | - | 33 | ELECTRICITY NORTH WEST LIMITED | NATURAL GAS | ENGINE (COMBUSTION / RECIPROCATING) | NO | 0 | 0 | 16 |  |  |  | 0 | 0 | 0 |  |  |  | 0 | 0 | 0 | NO | CONNECTED | 16 | 15.2 | 16 | 0.3325 | 0.35 | 2018-03-01 | 0 |  |  | 0 | 0 |  |  | NO | YES |  |  |  |  | 2021-12-06 | 53.60024066970233, -2.299397615893773
1620000828134 | 1620000828143 | SAPPI (UK) LTD | BLACKBURN MILL | LIVESEY BRANCH ROAD | FENISCOWLES | BLACKBURN | LANCASHIRE | BB2 5HX | ENGLAND | 364626 | 424786 | PENWORTHAM EAST GSP / ROCHDALE SGT 1 GROUP | LOWER DARWEN | - | 132 | ELECTRICITY NORTH WEST LIMITED | NATURAL GAS | ENGINE (COMBUSTION / RECIPROCATING) | NO | 0 | 0 | 78.75 |  |  |  | 0 | 0 | 0 |  |  |  | 0 | 0 | 0 | NO | CONNECTED | 78.75 | 71.25 | 75 | 0.95 | 1 | 2001-05-01 | 0 |  |  | 0 | 0 |  |  | NO | NO |  |  |  |  | 2021-12-06 | 53.718277596038156, -2.5375044898994816
DATA NOT AVAILABLE | DATA NOT AVAILABLE | STOR 126 LTD | BIRSHAW | MOSSDOWN RAOD |  | OLDHAM | GREATER MANCHESTER | OL2 6HS | ENGLAND | 393514 | 407152 | WHITEGATE GSP | ROYTON | - | 33 | ELECTRICITY NORTH WEST LIMITED | FOSSIL - OIL | ENGINE (COMBUSTION / RECIPROCATING) | NO | 0 | 0 | 20 |  |  |  | 0 | 0 | 0 |  |  |  | 0 | 0 | 0 | NO | ACCEPTED TO CONNECT | 0 | 0 | 0 | 0 | 0 |  | 21.0526 | 20 | 21.05263157894737 | 0 | 0 | 2016-07-21 00:00:00 |  | NO | NO |  | TO BE CONFIRMED |  |  | 2023-04-06 | 53.56094499638143, -2.0993891099146813
1620000369315 | 1620000469047 | NOVERA ENERGY (HOLDINGS 2) LIMITED | BILLINGE HILL QUARRY LANDFILL | RAINFORD ROAD | BILLINGE | WIGAN | GREATER MANCHESTER | WN5 7PG | ENGLAND | 352669 | 400035 | WASHWAY FARM GSP / KIRKBY GSP GROUP | ORRELL | UPHOLLAND | 11 | ELECTRICITY NORTH WEST LIMITED | BIOFUEL - LANDFILL GAS | ENGINE (COMBUSTION / RECIPROCATING) | NO | 0 | 0 | 1.025 |  |  |  | 0 | 0 | 0 |  |  |  | 0 | 0 | 0 | NO | CONNECTED | 1.025 | 1.9 | 2 | 0.038 | 0.04 | 1993-08-01 | 0 |  |  | 0 | 0 |  |  | NO | NO |  |  |  |  | 2021-12-06 | 53.4948769115674, -2.7149085093988843
DATA NOT AVAILABLE | 1640000155483 | UNITED UTILITIES WATER LTD | BICKERSTAFFE WTW | SIMONSWOOD LANE | BICKERSTAFFE | ORMSKIRK | LANCASHIRE | L39 0ER | ENGLAND | 341963 | 403782 | WASHWAY FARM GSP / KIRKBY GSP GROUP | SKELMERSDALE | ORMSKIRK | 11 | ELECTRICITY NORTH WEST LIMITED | PV | PHOTOVOLTAIC | NO | 0 | 0 | 1.25 |  |  |  | 0 | 0 | 0 |  |  |  | 0 | 0 | 0 | NO | CONNECTED | 1.25 | 0.2375 | 0.25 | 1.0583 | 1.114 | 2015-06-01 | 0 |  |  | 0 | 0 |  |  | NO | NO |  |  |  |  | 2021-12-06 | 53.52747809719863, -2.8769608272857363
1630000120378 | 1630000120369 | INFINIS ENERGY SERVICES LIMITED | BENNETT BANK LANDFILL SITE | THWAITE FLAT |  | BARROW-IN-FURNESS | CUMBRIA | LA14 4QH | ENGLAND | 321253 | 474869 | HARKER ENWL SGTS 1 2 3A 4 / HUTTON GSP GROUP | ULVERSTON | ASKAM & DALTON | 11 | ELECTRICITY NORTH WEST LIMITED | BIOFUEL - LANDFILL GAS | ENGINE (COMBUSTION / RECIPROCATING) | NO | 0 | 0 | 3.1 |  |  |  | 0 | 0 | 0 |  |  |  | 0 | 0 | 0 | NO | CONNECTED | 3.1 | 2.945 | 3.1 | 0.114 | 0.12 | 2005-12-28 | 0 |  |  | 0 | 0 |  |  | NO | NO |  |  |  |  | 2021-12-06 | 54.16356035534377, -3.2075571147299002
1640000590224 | 1600000173965 | UNITED UTILITIES WATER LTD | BARROW WWTW | RAMPSIDE ROAD |  | BARROW-IN-FURNESS | CUMBRIA | LA13 0PP | ENGLAND | 321960 | 468546 | HARKER ENWL SGTS 1 2 3A 4 / HUTTON GSP GROUP | BARROW & SANDGATE | SANDGATE | 11 | ELECTRICITY NORTH WEST LIMITED | FOSSIL - OIL | ENGINE (COMBUSTION / RECIPROCATING) | NO | 0 | 0 | 1.34 |  |  |  | 0 | 0 | 0 |  |  |  | 0 | 0 | 0 | NO | CONNECTED | 1.34 | 1.7575 | 1.85 | 1.7556 | 1.848 | 2018-07-01 | 0 |  |  | 0 | 0 |  |  | NO | NO |  |  |  |  | 2021-12-06 | 54.10685321579402, -3.1950944183572734
HEYBOWMAE | HEYBOWMAE | DONG ENERGY | BARROW OFFSHORE WINDFARM |  |  | BARROW-IN-FURNESS | CUMBRIA |  | ENGLAND | 319765 | 467501 | HEYSHAM GSP | - | - | 132 | ELECTRICITY NORTH WEST LIMITED | WIND | OFFSHORE WIND TURBINES | NO | 0 | 0 | 90 |  |  |  | 0 | 0 | 0 |  |  |  | 0 | 0 | 0 | NO | CONNECTED | 90 | 85.5 | 90 | 9.5 | 10 | 2005-08-26 | 0 |  |  | 0 | 0 |  |  | NO | NO |  |  |  |  | 2021-12-06 | 54.09712536764811, -3.228380316869512
DATA NOT AVAILABLE | DATA NOT AVAILABLE | STOR 125 LTD | BARKERS FARM | MOSS LANE | MOSS LANE | BOLTON | GREATER MANCHESTER | BL6 5JB | ENGLAND | 362706 | 410625 | KEARSLEY 132 GSP | WESTHOUGHTON | - | 33 | ELECTRICITY NORTH WEST LIMITED | FOSSIL - OIL | ENGINE (COMBUSTION / RECIPROCATING) | NO | 0 | 0 | 20 |  |  |  | 0 | 0 | 0 |  |  |  | 0 | 0 | 0 | NO | ACCEPTED TO CONNECT | 0 | 0 | 0 | 0 | 0 |  | 21.0526 | 20 | 21.05263157894737 | 0 | 0 | 2016-06-20 00:00:00 |  | NO | NO |  | TO BE CONFIRMED |  |  | 2024-03-14 | 53.590868214477204, -2.5648921679534538
1640000855308 | 1640000855292 | BANCROFT GENERATION LIMITED | BANCROFT GENERATION |  | BRIERCLIFFE | BURNLEY | LANCASHIRE | BB10 3PW | ENGLAND | 385552 | 433673 | ROCHDALE SGTS 2 3 4 | BURNLEY | HEASANDFORD | 33 | ELECTRICITY NORTH WEST LIMITED | FOSSIL - OIL | ENGINE (COMBUSTION / RECIPROCATING) | NO | 0 | 0 | 21.053 |  |  |  | 0 | 0 | 0 |  |  |  | 0 | 0 | 0 | NO | CONNECTED | 21.053 | 19 | 20 | 0.475 | 0.5 | 2019-12-23 | 0 |  |  | 0 | 0 |  |  | NO | NO |  |  |  |  | 2021-12-06 | 53.79915698793778, -2.220833792076875
DATA NOT AVAILABLE | DATA NOT AVAILABLE | APPLIED POWER ENGINEERING | ASPATRIA BUSINESS PARK | PARK ROAD |  | ASPATRIA | CUMBRIA | CA7 3DP | ENGLAND | 315661 | 542609 | HARKER ENWL SGTS 1 2 3A 4 / HUTTON GSP GROUP | STAINBURN & SIDDICK | ASPATRIA | 11 | ELECTRICITY NORTH WEST LIMITED | FOSSIL - OIL | ENGINE (COMBUSTION / RECIPROCATING) | NO | 0 | 0 | 2.5 |  |  |  | 0 | 0 | 0 |  |  |  | 0 | 0 | 0 | NO | ACCEPTED TO CONNECT | 0 | 0 | 0 | 0 | 0 |  | 2.5 | 2.3987499999999997 | 2.5249999999999999 | 0 | 0 | 2017-11-01 00:00:00 |  | NO | NO |  | TO BE CONFIRMED |  |  | 2021-12-06 | 54.771289529099306, -3.312520665731325
1640000199746 | 1640000199737 | BANKS RENEWABLES(ARMISTEAD WIND FARM)LTD | ARMISTEAD WIND FARM | GATEBECK | GATEBECK | KENDAL | CUMBRIA | LA8 0HU | ENGLAND | 357347 | 486527 | HARKER ENWL SGTS 1 2 3A 4 / HUTTON GSP GROUP | KENDAL (PARKSIDE RD) | - | 33 | ELECTRICITY NORTH WEST LIMITED | WIND | ONSHORE WIND TURBINES | NO | 0 | 0 | 17.052 |  |  |  | 0 | 0 | 0 |  |  |  | 0 | 0 | 0 | NO | CONNECTED | 17.052 | 16.1994 | 17.052 | 0.3325 | 0.35 | 2012-10-01 | 0 |  |  | 0 | 0 |  |  | NO | NO |  |  |  |  | 2021-12-06 | 54.27260284439182, -2.6564716607726697
DATA NOT AVAILABLE | DATA NOT AVAILABLE | BUILDING MANAGEMENT TECHNOLOGY | ALDI STORES LTD | SALFORD ROAD |  | BOLTON | GREATER MANCHESTER | BL5 1BT | ENGLAND | 369912 | 404685 | KEARSLEY LOCAL 33 GSP | - | CUTACRE | 11 | ELECTRICITY NORTH WEST LIMITED | PV | PHOTOVOLTAIC | NO | 0 | 0 | 4.3 |  |  |  | 0 | 0 | 0 |  |  |  | 0 | 0 | 0 | NO | CONNECTED | 0 | 0 | 0 | 0 | 0 |  | 4.3 | 1.9949999999999999 | 2.1 | 1.615 | 1.7 | 2018-08-24 00:00:00 |  | NO | NO |  | TO BE CONFIRMED |  |  | 2024-03-14 | 53.537943999121744, -2.455457449077972
DATA NOT AVAILABLE | DATA NOT AVAILABLE | ELECTRICITY NORTH WEST (CONSTRUCTION & MAINTENANCE) LTD | AGECROFT | AGECROFT ROAD | BILLINGTON ROAD | SALFORD | MANCHESTER | M27 8SW | ENGLAND | 369040 | 426415 | KEARSLEY 132 GSP | AGECROFT | - | 33 | ELECTRICITY NORTH WEST LIMITED | NATURAL GAS | ENGINE (COMBUSTION / RECIPROCATING) | NO | 0 | 0 | 15 |  |  |  | 0 | 0 | 0 |  |  |  | 0 | 0 | 0 | NO | ACCEPTED TO CONNECT | 0 | 0 | 0 | 0 | 0 |  | 15.7895 | 15 | 15.789473684210527 | 0 | 0 | 2018-06-19 00:00:00 |  | NO | NO |  | TO BE CONFIRMED |  |  | 2024-03-14 | 53.73320015754864, -2.470784868756966
DATA NOT AVAILABLE | DATA NOT AVAILABLE | SAS ENERGY - WIGAN COUNCIL | MAKERFIELD WAY DEPOT | MAKERFIELD WAY | INCE IN MAKERFIELD | WIGAN | GREATER MANCHESTER | WN2 2ER | ENGLAND | 361100 | 405500 | KEARSLEY 132 GSP | ATHERTON | HINDLEY GREEN | 11 | ELECTRICITY NORTH WEST LIMITED | PV | STORAGE - ELECTROCHEMICAL (BATTERIES) | NO | 0 | 0 | 7 |  |  |  | 0 | 0 | 0 |  |  |  | 0 | 0 | 0 | NO | ACCEPTED TO CONNECT | 0 | 0 | 0 | 0 | 0 |  | 1.269 | 7 | 0 | 1.269 | 0 | 2020-12-02 00:00:00 |  | NO | NO |  | TO BE CONFIRMED |  |  | 2021-12-06 | 53.544688549706215, -2.58851333163307
1650000199609 | 1650000199593 | BLACKPOOL POWER LTD | BRISTOL AVE BESS | BRISTOL AVENUE | BRISTOL AVENUE | BLACKPOOL | LANCASHIRE | FY2 0LZ | ENGLAND | 332584 | 439687 | PENWORTHAM WEST GSP / STANAH GSP GROUP | BISPHAM | - | 33 | ELECTRICITY NORTH WEST LIMITED | BATTERY | STORAGE - ELECTROCHEMICAL (BATTERIES) | NO | 0 | 0 | 25.3 |  |  |  | 0 | 0 | 0 |  |  |  | 0 | 0 | 0 | NO | CONNECTED | 25.3 | 25.3 | 0 | 25.3 | 0 |  | 0 |  |  | 0 | 0 | 2021-02-08 00:00:00 |  | NO | NO |  | TO BE CONFIRMED |  |  | 2024-03-14 | 53.84902363803953, -3.0262391340077968
DATA NOT AVAILABLE | DATA NOT AVAILABLE | VATTENFALL WIND POWER | CLIFTON MARSH | LAND SOUTH OF PRESTON NEW ROAD | FRECKLETON | CLIFTON | LANCASHIRE | PR4 0XE | ENGLAND | 346109 | 429398 | PENWORTHAM WEST GSP / STANAH GSP GROUP | - | - | 132 | ELECTRICITY NORTH WEST LIMITED | PV | PHOTOVOLTAIC | NO | 0 | 0 | 49.9 |  |  |  | 0 | 0 | 0 |  |  |  | 0 | 0 | 0 | NO | ACCEPTED TO CONNECT | 0 | 0 | 0 | 0 | 0 |  | 49.9 | 49.9 | 49.9 | 0.3 | 0.3 | 2021-06-10 00:00:00 |  | NO | TO BE CONFIRMED |  | NO |  |  | 2024-03-14 | 53.75813856522623, -2.8188743499850517
DATA NOT AVAILABLE | DATA NOT AVAILABLE | ROCHDALE BOROUGH COUNCIL | CHAMBER HOUSE | CHAMBER HOUSE FARM | - | ROCHDALE | GREATER MANCHESTER | OL10 1RL | ENGLAND | 388023 | 411220 | ROCHDALE SGTS 2 3 4 | CASTLETON | TBC | 6.6 | ELECTRICITY NORTH WEST LIMITED | PV | PHOTOVOLTAIC | NO | 0 | 0 | 4.5 |  |  |  | 0 | 0 | 0 |  |  |  | 0 | 0 | 0 | NO | CONNECTED | 0 | 0 | 0 | 0 | 0 |  | 4.5 | 4.5 | 4.5 | 0.02 | 0.02 | 2021-04-21 00:00:00 |  | NO | TO BE CONFIRMED |  | NO |  |  | 2024-03-14 | 53.59741137617309, -2.1824427463122373
DATA NOT AVAILABLE | DATA NOT AVAILABLE | LOMAS DISTRIBUTION LIMITED | BUXTON 1 BATTERY | WATERSWALLOWS LANE | - | BUXTON | HIGH PEAK | SK17 7JP | ENGLAND | 407089 | 374188 | STALYBRIDGE GSP | BUXTON | - | 33 | ELECTRICITY NORTH WEST LIMITED | BATTERY | STORAGE - ELECTROCHEMICAL (BATTERIES) | NO | 0 | 0 | 16 |  |  |  | 0 | 0 | 0 |  |  |  | 0 | 0 | 0 | NO | CONNECTED | 0 | 16 | 0 | 0 | 16 |  | 0 |  |  | 0 | 0 | 2021-07-06 00:00:00 |  | NO | TO BE CONFIRMED |  | NO |  |  | 2024-03-14 | 53.26464251568802, -1.8951795484998926
DATA NOT AVAILABLE | DATA NOT AVAILABLE | NOVERGY LTD | MOSS HALL LANE | CARTMELL LANE | BRYNNING WITH WARTON | KIRKHAM | LANCASHIRE | FY8 4JW | ENGLAND | 338462 | 429636 | PENWORTHAM WEST GSP / STANAH GSP GROUP | LYTHAM | - | 33 | ELECTRICITY NORTH WEST LIMITED | BATTERY | STORAGE - ELECTROCHEMICAL (BATTERIES) | NO | 0 | 0 | 30 |  |  |  | 0 | 0 | 0 |  |  |  | 0 | 0 | 0 | NO | ACCEPTED TO CONNECT | 0 | 0 | 0 | 0 | 0 |  | 40 | 40 | 40 | 30 | 30 | 2021-08-31 00:00:00 |  | NO | TO BE CONFIRMED |  | NO |  |  | 2024-03-14 | 53.759428850267525, -2.934892223717833
DATA NOT AVAILABLE | DATA NOT AVAILABLE | ENERGI GENERATION 12 LTD | KIDDS TRANSPORT BESS | CATON ROAD | - | LANCASTER | LANCASHIRE | LA1 3PE | ENGLAND | 348750 | 463926 | HEYSHAM GSP | LANCASTER | - | 33 | ELECTRICITY NORTH WEST LIMITED | BATTERY | STORAGE - ELECTROCHEMICAL (BATTERIES) | NO | 0 | 0 | 25 |  |  |  | 0 | 0 | 0 |  |  |  | 0 | 0 | 0 | NO | ACCEPTED TO CONNECT | 0 | 0 | 0 | 0 | 0 |  | 25 | 25 | 25 | 25 | 25 | 2021-10-01 00:00:00 |  | NO | TO BE CONFIRMED |  | NO |  |  | 2021-12-06 | 54.06870674337901, -2.7846183933092834
DATA NOT AVAILABLE | DATA NOT AVAILABLE | FLEXION ENERGY UK STORAGE LTD | FERNY KNOLL ROAD | LAND NORTH WEST OF FERNY KNOLL ROAD | RAINFORD | ST HELENS | MERSEYSIDE | WA11 7TH | ENGLAND | 347853 | 404268 | WASHWAY FARM GSP / KIRKBY GSP GROUP | - | - | 132 | ELECTRICITY NORTH WEST LIMITED | BATTERY | STORAGE - ELECTROCHEMICAL (BATTERIES) | NO | 0 | 0 | 49.9 |  |  |  | 0 | 0 | 0 |  |  |  | 0 | 0 | 0 | NO | ACCEPTED TO CONNECT | 0 | 0 | 0 | 0 | 0 |  | 49.9 | 49.9 | 49.9 | 49.9 | 49.9 | 2021-12-08 00:00:00 |  | NO | TO BE CONFIRMED |  | NO |  |  | 2024-03-14 | 53.53246480169204, -2.788200798582363
DATA NOT AVAILABLE | DATA NOT AVAILABLE | QUEEQUEG RENEWABLES LTD | GOYT HALL FARM | HARRYTOWN | - | ROMILEY | STOCKPORT | SK6 3BX | ENGLAND | 392595 | 390455 | BREDBURY GSP |  |  | 132 | ELECTRICITY NORTH WEST LIMITED | BATTERY | STORAGE - ELECTROCHEMICAL (BATTERIES) | NO | 0 | 0 | 40 |  |  |  | 0 | 0 | 0 |  |  |  | 0 | 0 | 0 | NO | ACCEPTED TO CONNECT | 0 | 0 | 0 | 0 | 0 |  | 40 | 40 | 40 | 40 | 40 | 2022-02-06 00:00:00 |  | NO | TO BE CONFIRMED |  | NO |  |  | 2024-03-14 | 53.410853165967026, -2.1128630214257837
DATA NOT AVAILABLE | DATA NOT AVAILABLE | HERO FUTURE ENERGIES GLOBAL LIMITED | SEFTON RD | LAND NORTH OF SEFTON ROAD | SEFTON ROAD | - | WIGAN | WN5 8UR | ENGLAND | 352742 | 404465 | WASHWAY FARM GSP / KIRKBY GSP GROUP | ORRELL | - | 33 | ELECTRICITY NORTH WEST LIMITED | BATTERY | STORAGE - ELECTROCHEMICAL (BATTERIES) | NO | 0 | 0 | 20 |  |  |  | 0 | 0 | 0 |  |  |  | 0 | 0 | 0 | NO | ACCEPTED TO CONNECT | 0 | 0 | 0 | 0 | 0 |  | 20 | 20 | 20 | 20 | 20 | 2022-03-08 00:00:00 |  | NO | TO BE CONFIRMED |  | NO |  |  | 2022-04-05 | 53.53469892859783, -2.7144779540119384
DATA NOT AVAILABLE | DATA NOT AVAILABLE | ANESCO LIMITED | BROUGHTON MOOR 1 SOLAR PV | BALNAKEIL FORGE | BROUGHTON MOOR, EWANRIGG, MARYPORT | CUMBRIA | CUMBRIA | CA15 7RU | ENGLAND | 303626 | 534622 | HARKER ENWL SGTS 1 2 3A 4 / HUTTON GSP GROUP | STAINBURN & SIDDICK | MARYPORT | 11 | ELECTRICITY NORTH WEST LIMITED | PV | PHOTOVOLTAIC | NO | 0 | 0 | 9.99 |  |  |  | 0 | 0 | 0 |  |  |  | 0 | 0 | 0 | NO | ACCEPTED TO CONNECT | 0 | 0 | 0 | 0 | 0 |  | 9.99 | 9.99 | 9.99 | 9.99 | 9.99 | 2022-05-11 00:00:00 |  | NO | TO BE CONFIRMED |  | NO |  |  | 2022-06-14 | 54.6973703839978, -3.496882293991068
DATA NOT AVAILABLE | DATA NOT AVAILABLE | PEEL CUBICO RENEWABLES LIMITED | SCOUT MOOR WIND FARM | DEARDEN CLOUGH HOUSE | ROCHDALE ROAD | RAMSBOTTOM | LANCASHIRE | BL0 0RH | ENGLAND | 380385 | 418936 | PADIHAM GSP | ROSSENDALE |  | 132 | ELECTRICITY NORTH WEST LIMITED | WIND | ONSHORE WIND TURBINES | NO | 0 | 0 | 100 |  |  |  | 0 | 0 | 0 |  |  |  | 0 | 0 | 0 | NO | ACCEPTED TO CONNECT | 0 | 0 | 0 | 0 | 0 |  | 100 | 100 | 100 | 2 | 2 | 2022-05-30 00:00:00 |  | NO | TO BE CONFIRMED |  | NO |  |  | 2022-06-14 | 53.666531583759685, -2.2983391184253548
DATA NOT AVAILABLE | DATA NOT AVAILABLE | 24 POWER LTD | SOUTH MANCHESTER BESS | FAIRY LANE | SALE | MANCHESTER | LANCASHIRE | M33 2JU | ENGLAND | 381343 | 391464 | SOUTH MANCHESTER GSP | BLOOM ST |  | 132 | ELECTRICITY NORTH WEST LIMITED | BATTERY | STORAGE - ELECTROCHEMICAL (BATTERIES) | NO | 0 | 0 | 70 |  |  |  | 0 | 0 | 0 |  |  |  | 0 | 0 | 0 | NO | ACCEPTED TO CONNECT | 0 | 0 | 0 | 0 | 0 |  | 70 | 70 | 70 | 70 | 70 | 2022-05-26 00:00:00 |  | NO | TO BE CONFIRMED |  | NO |  |  | 2024-03-14 | 53.41964219462026, -2.2821919143205682
DATA NOT AVAILABLE | DATA NOT AVAILABLE | CRAGSIDE ENERGY LIMITED | CEL HEYSHAM BESS | MIDDLETON ROAD | HEYSHAM | MORECAMBE | LANCASTER | LA3 2YH | ENGLAND | 342098 | 460248 | HEYSHAM GSP |  |  | 132 | ELECTRICITY NORTH WEST LIMITED | BATTERY | STORAGE - ELECTROCHEMICAL (BATTERIES) | NO | 0 | 0 | 90 |  |  |  | 0 | 0 | 0 |  |  |  | 0 | 0 | 0 | NO | ACCEPTED TO CONNECT | 0 | 0 | 0 | 0 | 0 |  | 90 | 90 | 90 | 90 | 90 | 2022-06-29 00:00:00 |  | NO | TO BE CONFIRMED |  | NO |  |  | 2022-07-29 | 54.03494835396612, -2.8855482864659714
DATA NOT AVAILABLE | DATA NOT AVAILABLE | GREENTACH ENERGY LTD | ARNA WOOD | ARNA WOOD |  |  | LANCASTER | LA2 0EA | ENGLAND | 346305 | 460210 | HEYSHAM GSP | LANCASTER | BURROW BECK | 11 | ELECTRICITY NORTH WEST LIMITED | PV | PHOTOVOLTAIC | NO | 0 | 0 | 12 |  |  |  | 0 | 0 | 0 |  |  |  | 0 | 0 | 0 | NO | ACCEPTED TO CONNECT | 0 | 0 | 0 | 0 | 0 |  | 12 | 12 | 12 | 12 | 12 | 2022-06-17 00:00:00 |  | NO | TO BE CONFIRMED |  | NO |  |  | 2022-07-29 | 54.03506282543983, -2.821315964629826
DATA NOT AVAILABLE | DATA NOT AVAILABLE | O&G GROUP LIMITED | LIMERS GATE | LIMERS GATE | TODMORDON | CALDERDALE | LANCASHIRE | OL14 7HT | ENGLAND | 389100 | 423700 | PADIHAM GSP | ROSSENDALE |  | 33 | ELECTRICITY NORTH WEST LIMITED | WIND | ONSHORE WIND TURBINES | NO | 0 | 0 | 4 |  |  |  | 0 | 0 | 0 |  |  |  | 0 | 0 | 0 | NO | ACCEPTED TO CONNECT | 0 | 0 | 0 | 0 | 0 |  | 4 | 4 | 4 | 4 | 4 | 2022-08-10 00:00:00 |  | NO | TO BE CONFIRMED |  | NO |  |  | 2022-09-06 | 53.70960704154126, -2.1666119512296365
DATA NOT AVAILABLE | DATA NOT AVAILABLE | ALDERLEY PARK LIMITED | ALDERLY PARK | ALDERLEY PARK |  | MACCLESFIELD | CHESHIRE | SK10 4TJ | ENGLAND | 384733 | 375617 | MACCLESFIELD 33 GSP | MACCLESFIELD 33 GSP |  | 33 | ELECTRICITY NORTH WEST LIMITED | CHP | CHP | NO | 0 | 0 | 0.5 |  |  |  | 0 | 0 | 0 |  |  |  | 0 | 0 | 0 | NO | ACCEPTED TO CONNECT | 0 | 0 | 0 | 0 | 0 |  | 0.5 | 0.5 | 0.5 | 0.5 | 0.5 | 2022-08-17 00:00:00 |  | NO | TO BE CONFIRMED |  | NO |  |  | 2022-09-06 | 53.27731019018174, -2.2304139283792788
DATA NOT AVAILABLE | DATA NOT AVAILABLE | P3P PARTNERS LTD | HOUGH LANE BESS | LAND SOUTH OF HOUGH LANE | CHADDERTON | OLDHAM | LANCASHIRE | OL1 2SR | ENGLAND | 389844 | 407434 | WHITEGATE GSP | ROYTON |  | 132 | ELECTRICITY NORTH WEST LIMITED | BATTERY | STORAGE - ELECTROCHEMICAL (BATTERIES) | NO | 0 | 0 | 90 |  |  |  | 0 | 0 | 0 |  |  |  | 0 | 0 | 0 | NO | ACCEPTED TO CONNECT | 0 | 0 | 0 | 0 | 0 |  | 90 | 90 | 90 | 90 | 90 | 2022-09-15 00:00:00 |  | NO | TO BE CONFIRMED |  | NO |  |  | 2022-10-04 | 53.56342070423223, -2.154803372467175
DATA NOT AVAILABLE | DATA NOT AVAILABLE | ABEI ENERGY GREEN II LTD | DENNY BECK | LAND OFF DENNY BECK |  | LANCASTER | LANCASTER | LA2 8HQ | ENGLAND | 349887 | 463868 | HEYSHAM GSP | LANCASTER |  | 33 | ELECTRICITY NORTH WEST LIMITED | PV | PHOTOVOLTAIC | NO | 0 | 0 | 20 |  |  |  | 0 | 0 | 0 |  |  |  | 0 | 0 | 0 | NO | ACCEPTED TO CONNECT | 0 | 0 | 0 | 0 | 0 |  | 20 | 20 | 20 | 20 | 20 | 2022-09-23 00:00:00 |  | NO | TO BE CONFIRMED |  | NO |  |  | 2022-10-04 | 54.06829760346421, -2.7672365873225764
1640000924608 | 1630000516882 | TELEDATA UK LTD | TELEDATA FUEL CELL | DELTA HOUSE WAVELL ROAD |  | WYTHENSHAWE | LANCASHIRE | M22 5QZ | ENGLAND | 382886 | 386956 | SOUTH MANCHESTER GSP | MOSS NOOK | WOODHOUSE PARK | 11 | ELECTRICITY NORTH WEST LIMITED | BATTERY | STORAGE - ELECTROCHEMICAL (BATTERIES) | NO | 0 | 0 | 1.25 |  |  |  | 0 | 0 | 0 |  |  |  | 0 | 0 | 0 | NO | ACCEPTED TO CONNECT | 0.4 | 0.4 | 0.4 | 2 | 2 | 2020-02-19 | 1.25 | 1.25 | 1.25 | 0 | 0 | 2022-10-06 00:00:00 |  | NO | TO BE CONFIRMED |  | NO |  |  | 2022-11-02 | 53.37917483872603, -2.2587289806604254
DATA NOT AVAILABLE | DATA NOT AVAILABLE | QUEEQUEG RENEWABLES LTD | MILL HILL FARM | WOODEND ROAD | POYNTON | STOCKPORT | LANCASHIRE | SK12 1EG | ENGLAND | 391263 | 384861 | BREDBURY GSP | ADSWOOD |  | 132 | ELECTRICITY NORTH WEST LIMITED | BATTERY | STORAGE - ELECTROCHEMICAL (BATTERIES) | NO | 0 | 0 | 105.263 |  |  |  | 0 | 0 | 0 |  |  |  | 0 | 0 | 0 | NO | ACCEPTED TO CONNECT | 0 | 0 | 0 | 0 | 0 |  | 105.263 | 105.26300000000001 | 105.26300000000001 | 105.263 | 105.263 | 2022-10-26 00:00:00 |  | NO | TO BE CONFIRMED |  | NO |  |  | 2024-03-14 | 53.360550531682215, -2.1327442130045853
DATA NOT AVAILABLE | DATA NOT AVAILABLE | BROADFIELD SOLAR 1 LIMITED | BROADFIELD SOLAR 1 | BROADFIELD ESTATE OFFICE | BROADFIELD | SOUTHWAITE | CARLISLE | CA4 0LR | ENGLAND | 342491 | 544445 | HARKER ENWL SGTS 1 2 3A 4 / HUTTON GSP GROUP | PENRITH & SHAP |  | 132 | ELECTRICITY NORTH WEST LIMITED | PV | PHOTOVOLTAIC | NO | 0 | 0 | 49.9 |  |  |  | 0 | 0 | 0 |  |  |  | 0 | 0 | 0 | NO | ACCEPTED TO CONNECT | 0 | 0 | 0 | 0 | 0 |  | 49.9 | 49.9 | 49.9 | 49.9 | 49.9 | 2022-12-28 00:00:00 |  | NO | TO BE CONFIRMED |  | NO |  |  | 2023-01-10 | 54.791582463644474, -2.895899392800862
DATA NOT AVAILABLE | DATA NOT AVAILABLE | NOVENTUM POWER LIMITED | ROANHEAD SOLAR FARM | ROANHEAD SOLAR FARM | ROANHEAD FARM | BARROW IN FURNESS | CUMBRIA | LA14 4QL | ENGLAND | 321532 | 476692 | HARKER ENWL SGTS 1 2 3A 4 / HUTTON GSP GROUP | ULVERSTON | ASKAM & DALTON | 11 | ELECTRICITY NORTH WEST LIMITED | PV | PHOTOVOLTAIC | NO | 0 | 0 | 10 |  |  |  | 0 | 0 | 0 |  |  |  | 0 | 0 | 0 | NO | ACCEPTED TO CONNECT | 0 | 0 | 0 | 0 | 0 |  | 10 | 10 | 10 | 0.15 | 0.15 | 2023-01-25 00:00:00 |  | NO | TO BE CONFIRMED |  | NO |  |  | 2023-02-13 | 54.179983525724445, -3.203760750219859
DATA NOT AVAILABLE | DATA NOT AVAILABLE | BOULTBEE BROOKS ENERGY STORAGE LIMITED | BORRANS LANE BESS | BORRANS LANE |  |  | MORECAMBE | LA3 3QP | ENGLAND | 341948 | 459801 | HEYSHAM | - |  | 132 | ELECTRICITY NORTH WEST LIMITED | BATTERY | STORAGE - ELECTROCHEMICAL (BATTERIES) | NO | 0 | 0 | 99.9 |  |  |  | 0 | 0 | 0 |  |  |  | 0 | 0 | 0 | NO | ACCEPTED TO CONNECT | 0 | 0 | 0 | 0 | 0 |  | 99.9 | 99.9 | 99.9 | 99.9 | 99.9 | 2023-03-21 00:00:00 |  | NO | TO BE CONFIRMED |  | NO |  |  | 2023-04-03 | 54.030914488633115, -2.887752601195106
DATA NOT AVAILABLE | DATA NOT AVAILABLE | BPUWL 21 LIMITED | COBRA CASTLE SOLAR ENERGY HUB | CLEATOR |  |  | CUMBRIA | CA23 3EY | ENGLAND | 302008 | 512485 | HARKER/HUTTON | EGREMONT |  | 33 | ELECTRICITY NORTH WEST LIMITED | PV | PHOTOVOLTAIC | NO | 0 | 0 | 49.9 |  |  |  | 0 | 0 | 0 |  |  |  | 0 | 0 | 0 | NO | ACCEPTED TO CONNECT | 0 | 0 | 0 | 0 | 0 |  | 49.9 | 49.9 | 49.9 | 0.42 | 0.42 | 2023-03-17 00:00:00 |  | NO | TO BE CONFIRMED |  | NO |  |  | 2023-04-03 | 54.498187892508525, -3.514576812775933
DATA NOT AVAILABLE | DATA NOT AVAILABLE | NOVENTUM POWER LIMITED | INGLEWOOD SOLAR FARM | DEVONSHIRE SQUARE SOLAR FARM | SKELTON | LOW BRAITHWAITE | CUMBRIA | CA11 9QE | ENGLAND | 343526 | 539523 | HARKER/HUTTON | PENRITH |  | 33 | ELECTRICITY NORTH WEST LIMITED | PV | PHOTOVOLTAIC | NO | 0 | 0 | 30 |  |  |  | 0 | 0 | 0 |  |  |  | 0 | 0 | 0 | NO | ACCEPTED TO CONNECT | 0 | 0 | 0 | 0 | 0 |  | 30 | 30 | 30 | 0.15 | 0.15 | 2023-03-22 00:00:00 |  | NO | TO BE CONFIRMED |  | NO |  |  | 2023-04-03 | 54.74747393014785, -2.8788459704034155
DATA NOT AVAILABLE | DATA NOT AVAILABLE | JBM SOLAR LTD | J217 CUMBRIAN RING | WINSCALES RAOD | LILLYHALL | ALLERDALE | CUMBRIA | CA1 1XR | ENGLAND | 303793 | 526472 | HARKER/HUTTON | STAINBURN |  | 132 | ELECTRICITY NORTH WEST LIMITED | PV | PHOTOVOLTAIC | NO | 0 | 0 | 99.9 |  |  |  | 0 | 0 | 0 |  |  |  | 0 | 0 | 0 | NO | ACCEPTED TO CONNECT | 0 | 0 | 0 | 0 | 0 |  | 99.9 | 99.9 | 99.9 | 0.5 | 0.5 | 2023-03-27 00:00:00 |  | NO | TO BE CONFIRMED |  | NO |  |  | 2023-04-03 | 54.62418596964947, -3.491606476246792
DATA NOT AVAILABLE | DATA NOT AVAILABLE | SANDBROOK CAPITAL BES LTD | AVONDALE NURSERIES | SPA LANE |  | ORMSKIRK | LANCASHIRE | L40 6JG | ENGLAND | 345812 | 407966 | WASHWAY FARM |  |  | 132 | ELECTRICITY NORTH WEST LIMITED | BATTERY | STORAGE - ELECTROCHEMICAL (BATTERIES) | NO | 0 | 0 | 199 |  |  |  | 0 | 0 | 0 |  |  |  | 0 | 0 | 0 | NO | ACCEPTED TO CONNECT | 0 | 0 | 0 | 0 | 0 |  | 199 | 199 | 199 | 199 | 199 | 2023-05-02 00:00:00 | [7 empty] | 2023-06-13 | 53.565493270077226, -2.8196316717413854
DATA NOT AVAILABLE | DATA NOT AVAILABLE | ABEI ENERGY LTD | RAMSCLOUGH SOLAR FARM | HASLINGDEN OLD ROAD |  | ACCRINGTON | LANCASHIRE | BB5 3SL | ENGLAND | 375817 | 424918 | PADIHAM | ROSSENDALE |  | 33 | ELECTRICITY NORTH WEST LIMITED | PV | PHOTOVOLTAIC | NO | 0 | 0 | 26 |  |  |  | 0 | 0 | 0 |  |  |  | 0 | 0 | 0 | NO | ACCEPTED TO CONNECT | 0 | 0 | 0 | 0 | 0 |  | 26 | 26 | 26 | 0.13 | 0.13 | 2023-05-16 00:00:00 | [7 empty] | 2023-06-13 | 53.72010503903046, -2.3679409805973943
DATA NOT AVAILABLE | 1630000692620 | BAM CONSTRUCTION | SALFORD NHS FOUNDATION TRUST | STOTT LANE |  | SALFORD | GREATER MANCHESTER | M6 8HD | ENGLAND | 378761 | 399156 | KEARSLEY | FREDERICK RD |  | 6.6 | ELECTRICITY NORTH WEST LIMITED | STANDBY GEN | ENGINE (COMBUSTION / RECIPROCATING) | NO | 0 | 0 | 1.812 |  |  |  | 0 | 0 | 0 |  |  |  | 0 | 0 | 0 | NO | ACCEPTED TO CONNECT | 0 | 0 | 0 | 0 | 0 |  | 1.812 | - | - | 5.5 | 5.5 | 2023-06-12 00:00:00 |  | NO | TO BE CONFIRMED |  |  |  |  | 2023-06-13 | 53.488682260949844, -2.321564132337374
DATA NOT AVAILABLE | 1600000137823 | BE RENEWABLE 41 LTD | BAE WARTON | BAE SYSTEMS | WARTON | PRESTON | LANCASHIRE | PR4 1AX | ENGLAND | 341314 | 428518 | PENWORTHAM | PEEL |  | 6.6 | ELECTRICITY NORTH WEST LIMITED | PV | PHOTOVOLTAIC | NO | 0 | 0 | 4 |  |  |  | 0 | 0 | 0 |  |  |  | 0 | 0 | 0 | NO | ACCEPTED TO CONNECT | 0 | 0 | 0 | 0 | 0 |  | 4 | 4 | 4 | 16 | 16 | 2023-06-19 00:00:00 |  | NO | TO BE CONFIRMED |  |  |  |  | 2023-06-13 | 53.749711086939364, -2.8914259663248267
DATA NOT AVAILABLE | DATA NOT AVAILABLE | BIFFA RISLEY | SILVER LANE 4 RISLEY | MOSS SIDE FARM, SILVER LANE | WARRINGTON |  | CHESHIRE | WA3 6BY | ENGLAND | 365759 | 393179 | SPEN - OUT OF AREA |  | RISLEY | 11 | ELECTRICITY NORTH WEST LIMITED | LANDFILL GAS | GAS TURBINE (OCGT) | NO | 0 | 0 | 1.5 |  |  |  | 0 | 0 | 0 |  |  |  | 0 | 0 | 0 | NO | CONNECTED | 1.5 | 2.8643 | 3.015 | 0.1425 | 0.15 | 2007-06-01 | 0 |  |  | 0 | 0 |  |  | NO | [5 empty] | 2023-07-28 | 53.43427219028403, -2.5168586106100026
DATA NOT AVAILABLE | DATA NOT AVAILABLE | P3P PARTNERS LLP | UNION STREET GAS PEAKER | 21 UNION STREET | SWINTON | MANCHESTER | GREATER MANCHESTER | M27 4HL | ENGLAND | 378357 | 402009 | KEARSLEY | AGECROFT |  | 11 | ELECTRICITY NORTH WEST LIMITED | NATURAL GAS |  | NO | 0 | 0 | 7 |  |  |  | 0 | 0 | 0 |  |  |  | 0 | 0 | 0 | NO | ACCEPTED TO CONNECT | 0 | 0 | 0 | 0 | 0 |  | 7 | 7 | 7 | 0.07 | 0.07 | 2023-07-06 00:00:00 |  | NO | TO BE CONFIRMED |  |  |  |  | 21/08/2023 | 53.51430920584961, -2.327850698242753
DATA NOT AVAILABLE | DATA NOT AVAILABLE | S&L ENERGY LTD | BUXTON 2 BESS | WATERSWALLOWS LANE 2 |  | BUXTON | CHESHIRE | SK17 7JB | ENGLAND | 408261 | 375282 | STALYBRIDGE | BUXTON |  | 33 | ELECTRICITY NORTH WEST LIMITED | BATTERY |  | NO | 0 | 0 | 20 |  |  |  | 0 | 0 | 0 |  |  |  | 0 | 0 | 0 | NO | ACCEPTED TO CONNECT | 0 | 0 | 0 | 0 | 0 |  | 20 | 20 | 20 | 20 | 20 | 2023-07-08 00:00:00 |  | NO | TO BE CONFIRMED |  |  |  |  | 21/08/2023 | 53.274459489715206, -1.8775806820981422
DATA NOT AVAILABLE | DATA NOT AVAILABLE | ENERGY HUB DEVELOPEMENTS | SOUTH MANCHESTER BESS | FAIRY LANE | SALE | MANCHESTER | GREATER MANCHESTER | M33 2JU | ENGLAND | 381458 | 391506 | SOUTH MANCHESTER | N/A |  | 132 | ELECTRICITY NORTH WEST LIMITED | BATTERY |  | NO | 0 | 0 | 100 |  |  |  | 0 | 0 | 0 |  |  |  | 0 | 0 | 0 | NO | ACCEPTED TO CONNECT | 0 | 0 | 0 | 0 | 0 |  | 100 | 100 | 100 | 100 | 100 | 2023-07-03 00:00:00 |  | NO | TO BE CONFIRMED |  |  |  |  | 21/08/2023 | 53.42002378768758, -2.2804640532340708
DATA NOT AVAILABLE | DATA NOT AVAILABLE | NOVENTUM POWER | SOWERBY LODGE SOLAR FARM | SOWERBY LODGE | BANK LANE | BARROW IN FURNESS | CUMBRIA | LA14 4QY | ENGLAND | 319233 | 472400 | HARKER / HUTTON | BARROW | BARROW | 11 | ELECTRICITY NORTH WEST LIMITED | PV | PHOTOVOLTAIC | NO | 0 | 0 | 12.5 |  |  |  | 0 | 0 | 0 |  |  |  | 0 | 0 | 0 | NO | ACCEPTED TO CONNECT | 0 | 0 | 0 | 0 | 0 |  | 12.5 | 12.5 | 12.5 | 0.15 | 0.15 | 2023-07-28 00:00:00 |  | NO | TO BE CONFIRMED |  |  |  |  | 2023-09-22 | 54.141061394886414, -3.2378245504544534
DATA NOT AVAILABLE | DATA NOT AVAILABLE | INDUSTRIA SERVICES LIMITED | LOWER ELKER FARM SOLAR PARK | LAND AT LOWER ELKER FARM | ELKER LANE | BILLINGTON, CLITHEROE | LANCASHIRE | BB7 9HZ | ENGLAND | 371311 | 435872 | PADIHAM | PADIHAM |  | 33 | ELECTRICITY NORTH WEST LIMITED | PV |  | NO | 0 | 0 | 20 |  |  |  | 0 | 0 | 0 |  |  |  | 0 | 0 | 0 | NO | ACCEPTED TO CONNECT | 0 | 0 | 0 | 0 | 0 |  | 20 | 20 | 20 | 0.1 | 0.1 | 2023-08-24 00:00:00 |  | NO | TO BE CONFIRMED |  |  |  |  | 2023-10-11 | 53.81832744656415, -2.4372441618385543
DATA NOT AVAILABLE | DATA NOT AVAILABLE | RIVER PROPERTIES LIMITED | HOME FARMS BESS | WATCHWOOD DRIVE |  | LYTHAM | LANCASHIRE | FY8 4NP | ENGLAND | 355901 | 428282 | PENWORTHAM | LYTHAM |  | 132 | ELECTRICITY NORTH WEST LIMITED | BATTERY |  | NO | 0 | 0 | 75 |  |  |  | 0 | 0 | 0 |  |  |  | 0 | 0 | 0 | NO | ACCEPTED TO CONNECT | 0 | 0 | 0 | 0 | 0 |  | 75 | 75 | 75 | 75 | 75 | 2023-08-25 00:00:00 |  | NO | TO BE CONFIRMED |  |  |  |  | 2024-03-14 | 53.74903142456547, -2.6702063269595744
DATA NOT AVAILABLE | DATA NOT AVAILABLE | MR ALAN JAMES T POWELL | HAMBLEDON HILL WF | BILLINGTON ROAD | HAPTON | BURNLEY | LANCASHIRE | BB11 5QQ | ENGLAND | 381002 | 430369 | PADIHAM | HUNCOAT |  | 6.6 | ELECTRICITY NORTH WEST LIMITED | WIND |  | NO | 0 | 0 | 9 |  |  |  | 0 | 0 | 0 |  |  |  | 0 | 0 | 0 | NO | ACCEPTED TO CONNECT | 0 | 0 | 0 | 0 | 0 |  | 9 | 9 | 9 | 0.05 | 0.05 | 2023-09-12 00:00:00 |  | NO | TO BE CONFIRMED |  |  |  |  | 2023-10-11 | 53.76931386013402, -2.2897071727241114
DATA NOT AVAILABLE | DATA NOT AVAILABLE | CALDERDALE WIND FARM LTD | CALDERDALE WIND FARM |  |  | CALDERDALE | YORKSHIRE | HX7 7AP | ENGLAND | 398318 | 429563 | ROCHDALE |  |  | 132 | NORTHERN POWERGRID | WIND |  | NO | 0 | 0 | 240 |  |  |  | 0 | 0 | 0 |  |  |  | 0 | 0 | 0 | NO | ACCEPTED TO CONNECT | 0 | 0 | 0 | 0 | 0 |  | 240 | 240 | 240 | 3 | 3 | 2023-09-14 00:00:00 |  | NO | TO BE CONFIRMED |  |  |  |  | 2023-10-11 | 53.76241707859792, -2.0269938591578462
DATA NOT AVAILABLE | DATA NOT AVAILABLE | MR BRYAN DIXON | AMAZON MAN3 | BRIDGEWATER AVENUE |  | BOLTON | LANCASHIRE | BL5 1BT | ENGLAND | 369794 | 404528 | KEARSLEY |  |  | 11 | ELECTRICITY NORTH WEST LIMITED | PV |  | NO | 0 | 0 | 0.999 |  |  |  | 0 | 0 | 0 |  |  |  | 0 | 0 | 0 | NO | ACCEPTED TO CONNECT | 0 | 0 | 0 | 0 | 0 |  | 0.999 | 0.999 | 0.999 | 0 | 0 | 2023-09-25 00:00:00 |  | NO | TO BE CONFIRMED |  |  |  |  | 2023-10-11 | 53.53652607551271, -2.457222634365368
DATA NOT AVAILABLE | DATA NOT AVAILABLE | FIRMA ENERGY | DISTINGTON ENERGY CENTRE | W GHYLL PL |  | WORKINGTON | CUMBRIA | CA14 5RT | ENGLAND | 300557 | 524299 | HARKER/HUTTON | N/A | N/A | 132 | ELECTRICITY NORTH WEST LIMITED | PV | PHOTOVOLTAIC | NO | 0 | 0 | 50 | STORED ENERGY (ALL STORED ENERGY IRRESPECTIVE OF THE ORIGINAL ENERGY SOURCE) | STORAGE - ELECTROCHEMICAL (BATTERIES) | NO | 0 | 0 | 0 |  |  |  | 0 | 0 | 0 | NO | ACCEPTED TO CONNECT | 0 | 0 | 0 | 0 | 0 |  | 50 | 50 | 50 | 50 | 50 | 2023-10-13 00:00:00 |  | NO | TO BE CONFIRMED |  |  |  |  | 2023-11-10 | 54.60403717952247, -3.540969069248235
DATA NOT AVAILABLE | DATA NOT AVAILABLE | GRENERGY RENEWABLES UK LTD | BUXTON ROAD BESS | BUXTON ROAD, WORMHILL | DOVE HOLES | HIGH PEAK | DERBYSHIRE | SK17 8DL | ENGLAND | 407300 | 376600 | STALYBRIDGE | BUXTON | N/A | 33 | ELECTRICITY NORTH WEST LIMITED | BATTERY | STORAGE - ELECTROCHEMICAL (BATTERIES) | NO | 0 | 0 | 20 |  |  | NO | 0 | 0 | 0 |  |  |  | 0 | 0 | 0 | NO | ACCEPTED TO CONNECT | 0 | 0 | 0 | 0 | 0 |  | 20 | 20 | 20 | 20 | 20 | 2023-10-13 00:00:00 |  | NO | TO BE CONFIRMED |  |  |  |  | 2023-11-10 | 53.28632051623565, -1.8919616767686511
DATA NOT AVAILABLE | DATA NOT AVAILABLE | ELAWAN ENERGY UK LIMITED | BARROW BESS | BARROW 20 MW BESS FACILITY | WALNEY ROAD | ORMSGILL | CUMBRIA | LA14 4BQ | ENGLAND | 319354 | 471710 | HARKER/HUTTON | BARROW | DATA NOT AVAILABLE | 33 | ELECTRICITY NORTH WEST LIMITED | BATTERY | STORAGE - ELECTROCHEMICAL (BATTERIES) | NO | 0 | 0 | 20 |  |  |  | 0 | 0 | 0 |  |  |  | 0 | 0 | 0 | NO | ACCEPTED TO CONNECT | 0 | 0 | 0 | 0 | 0 |  | 20 | 20 | 20 | 20 | 20 | 2023-10-20 00:00:00 |  | NO | TO BE CONFIRMED |  |  |  |  | 2023-11-10 | 54.13488053282908, -3.2357881944842086
DATA NOT AVAILABLE | DATA NOT AVAILABLE | BSR APPLICATIONS LTD | HEATEN HALL FARM BESS | MIDDLETON ROAD |  | MORECAMBE | CUMBRIA | LA3 3JS | ENGLAND | 341968 | 458415 | HEYSHAM | ROYTON | DATA NOT AVAILABLE | 132 | ELECTRICITY NORTH WEST LIMITED | BATTERY | STORAGE - ELECTROCHEMICAL (BATTERIES) | NO | 0 | 0 | 240 |  |  |  | 0 | 0 | 0 |  |  |  | 0 | 0 | 0 | NO | ACCEPTED TO CONNECT | 0 | 0 | 0 | 0 | 0 |  | 240 | 240 | 240 | 240 | 240 | 2023-10-26 00:00:00 |  | NO | TO BE CONFIRMED |  |  |  |  | 2023-11-10 | 54.01846140651977, -2.8871820941842414
DATA NOT AVAILABLE | DATA NOT AVAILABLE | LIGHTSOURCE RENEWABLE UK DEVELOPMEN | OLD HUTTON BESS | BORRANS FARM |  | KENDAL | CUMBRIA | LA8 0AT | ENGLAND | 356168 | 489366 | HUTTON | DATA NOT AVAILABLE | DATA NOT AVAILABLE | 132 | ELECTRICITY NORTH WEST LIMITED | BATTERY | STORAGE - ELECTROCHEMICAL (BATTERIES) | NO | 0 | 0 | 99.9 |  |  |  | 0 | 0 | 0 |  |  |  | 0 | 0 | 0 | NO | ACCEPTED TO CONNECT | 0 | 0 | 0 | 0 | 0 |  | 99.9 | 99.9 | 99.9 | 99.9 | 99.9 | 2023-10-31 00:00:00 |  | NO | TO BE CONFIRMED |  |  |  |  | 2023-11-10 | 54.29801584303889, -2.67499191129495
DATA NOT AVAILABLE | DATA NOT AVAILABLE | FIRSTWAY SOLAR | FWS HILL FARM_BESS |  | BLACKFORD | CARLISLE | CUMBRIA | CA6 4DZ | ENGLAND | 338868 | 561065 | HARKER |  | DATA NOT AVAILABLE | 132 | ELECTRICITY NORTH WEST PLC | BATTERY | STORAGE - ELECTROCHEMICAL (BATTERIES) | NO | 0 | 0 | 99.8 |  |  |  | 0 | 0 | 0 |  |  |  | 0 | 0 | 0 | NO | ACCEPTED TO CONNECT | 0 | 0 | 0 | 0 | 0 |  | 99.8 | 99.8 | 99.8 | 99.8 | 99.8 | 2023-11-07 00:00:00 |  | NO | TO BE CONFIRMED |  | NO |  |  | 2023-11-23 | 54.94048580216397, -2.9557624138025114
DATA NOT AVAILABLE | DATA NOT AVAILABLE | ASE UK HOLDINGS LIMITED | RUCHARD MUSGRAVE SOLAR FARM |  | ROCKLIFFE | CARLISLE | CUMBRIA | CA6 4DZ | ENGLAND | 339132 | 561419 | HARKER |  | DATA NOT AVAILABLE | 132 | ELECTRICITY NORTH WEST PLC | PV | PHOTOVOLTAIC | NO | 0 | 0 | 18 | STORED ENERGY (ALL STORED ENERGY IRRESPECTIVE OF THE ORIGINAL ENERGY SOURCE) | STORAGE - ELECTROCHEMICAL (BATTERIES) |  | 0 | 0 | 0 |  |  |  | 0 | 0 | 0 | NO | ACCEPTED TO CONNECT | 0 | 0 | 0 | 0 | 0 |  | 18 | 18 | 18 | 10 | 10 | 2023-10-31 00:00:00 |  | NO | TO BE CONFIRMED |  | NO |  |  | 2023-11-23 | 54.943698822866814, -2.951717323308462
DATA NOT AVAILABLE | DATA NOT AVAILABLE | LOWTHER ESTATES LTD | LOWTHER SOLAR PARK | LOWTHER ESTATE |  | PENRITH | CUMBRIA | CA10 2HD | ENGLAND | 354589 | 523547 | HARKER | PENRITH | DATA NOT AVAILABLE | 132 | ELECTRICITY NORTH WEST PLC | PV | PHOTOVOLTAIC | NO | 0 | 0 | 49.9 |  |  |  | 0 | 0 | 0 |  |  |  | 0 | 0 | 0 | NO | ACCEPTED TO CONNECT | 0 | 0 | 0 | 0 | 0 |  | 49.9 | 49.9 | 49.9 | 0.25 | 0.25 | 2023-11-08 00:00:00 |  | NO | TO BE CONFIRMED |  | NO |  |  | 2023-11-23 | 54.60503823077385, -2.7045076723570323
DATA NOT AVAILABLE | DATA NOT AVAILABLE | ABEI ENERGY GREEN V LIMITED | SNAPEWOOD FARM |  | WINMARLEIGH | PRESTON | LANCASHIRE | PR3 0LA | ENGLAND | 348053 | 447236 | THORNTON | STANAH/PENW WEST | DATA NOT AVAILABLE | 6.6 | ELECTRICITY NORTH WEST PLC | PV | PHOTOVOLTAIC | NO | 0 | 0 | 10 |  |  |  | 0 | 0 | 0 |  |  |  | 0 | 0 | 0 | NO | ACCEPTED TO CONNECT | 0 | 0 | 0 | 0 | 0 |  | 10 | 10 | 10 | 0 | 0 | 2023-11-29 00:00:00 |  | NO | TO BE CONFIRMED |  | NO |  |  | 2023-12-05 | 53.91864715964209, -2.7924136774123096
DATA NOT AVAILABLE | DATA NOT AVAILABLE | YLEM ENERGY LTD | ELLEN ROAD BESS | ELLEN ROAD FARM | BENTGATE STREET, NEWHEY | ROCHDALE | GREATER MANCHESTER | OL16 4NU | ENGLAND | 392918 | 411461 | BELFIELD | ROCHDALE | DATA NOT AVAILABLE | 33 | ELECTRICITY NORTH WEST PLC | BATTERY | STORAGE - ELECTROCHEMICAL (BATTERIES) | NO | 0 | 0 | 15.04 |  |  |  | 0 | 0 | 0 |  |  |  | 0 | 0 | 0 | NO | ACCEPTED TO CONNECT | 0 | 0 | 0 | 0 | 0 |  | 15.04 | 30 | 30 | 30 | 30 | 2023-12-20 00:00:00 |  | TO BE CONFIRMED | TO BE CONFIRMED |  | TO BE CONFIRMED |  |  | 2024-01-02 | 53.59966760791883, -2.1084861276959876
DATA NOT AVAILABLE | DATA NOT AVAILABLE | ENERGI GENERATION | DAVIES ROAD BESS 2 | LAND OFF DAVIES ROAD |  | BLACKBURN | LANCASHIRE | BB1 3HT | ENGLAND | 370741 | 428864 | BLACKBURN | PENW EAST / ROCHDALE | DATA NOT AVAILABLE | 33 | ELECTRICITY NORTH WEST PLC | BATTERY | STORAGE - ELECTROCHEMICAL (BATTERIES) | NO | 0 | 0 | 30 |  |  |  | 0 | 0 | 0 |  |  |  | 0 | 0 | 0 | NO | ACCEPTED TO CONNECT | 0 | 0 | 0 | 0 | 0 |  | 30 | 35 | 35 | 35 | 35 | 2023-12-21 00:00:00 |  | TO BE CONFIRMED | TO BE CONFIRMED |  | TO BE CONFIRMED |  |  | 2024-01-02 | 53.75530976023713, -2.4452339419406917
DATA NOT AVAILABLE | DATA NOT AVAILABLE | FPC ELECTRIC LAND | SLACK LANE BESS 35MW | FREEHOLD LAND ON THE NORTH WEST SIDE OF SLACK LANE |  | WESTHOUGHTON | GREATER MANCHESTER | BL5 3WG | ENGLAND | 365760 | 407120 | KEARSLEY | WESTHOUGHTON | DATA NOT AVAILABLE | 132 | ELECTRICITY NORTH WEST PLC | BATTERY | STORAGE - ELECTROCHEMICAL (BATTERIES) | NO | 0 | 0 | 35 |  |  |  | 0 | 0 | 0 |  |  |  | 0 | 0 | 0 | NO | ACCEPTED TO CONNECT | 0 | 0 | 0 | 0 | 0 |  | 35 | 35 | 35 | 35 | 35 | 2024-01-10 00:00:00 | [7 empty] | 2024-02-14 | 53.55957455772205, -2.518370334827109
1650000043265 | 1650000043256 | AMP ENERGY SERVICES LTD | ISABELLA POWER | LAND ON BREDBURY PARK WAY | - | STOCKPORT | CHESHIRE | SK6 2TF | ENGLAND | 392295 | 392185 | BREDBURY GSP | VERNON PK GRID | WOODLEY | 11 | ELECTRICITY NORTH WEST PLC | NATURAL GAS | DATA NOT AVAILABLE | DATA NOT AVAILABLE | 0 | 0 | 5 |  |  |  | 0 | 0 | 0 |  |  |  | 0 | 0 | 0 | NO | CONNECTED | 5 | 0 | 5 | 0 | 0.2 | 2021-07-14 | 0 |  |  | 0 | 0 | [8 empty] | 2024-03-14 | 53.42639892754183, -2.1174190102652504
1650000046967 | 1650000046985 | AMP HOLDINGS | LAND AND BUIDINGS NORTH EAST OF BRYN ROAD | BRYN ROAD | - | ASHTON IN MAKERFIELD | GREATER MANCHESTER | WN4 8BU | ENGLAND | 357825 | 400391 | BOLD | GOLDBORNE | ASHTON | 6.6 | ELECTRICITY NORTH WEST PLC | NATURAL GAS | DATA NOT AVAILABLE | DATA NOT AVAILABLE | 0 | 0 | 4 |  |  |  | 0 | 0 | 0 |  |  |  | 0 | 0 | 0 | NO | CONNECTED | 4 | 0 | 4 | 0 | 4 | 2021-02-18 | 0 |  |  | 0 | 0 |  |  |  | TO BE CONFIRMED |  |  |  |  | 2024-03-14 | 53.49851629267766, -2.637243579435451
DATA NOT AVAILABLE | DATA NOT AVAILABLE | SALFORD CITY COUNCIL | LITTLE HULTON SOLAR FARM | KENYON WAY | LITTLE HULTON | SALFORD | GREATER MANCHESTER | M38 0EP | ENGLAND | 371061 | 403460 | KEARSLEY | KEARSLEY LOCAL | LITTLE HULTON | 11 | ELECTRICITY NORTH WEST PLC | PV | PHOTOVOLTAIC | NO | 0 | 0 | 2 |  |  |  | 0 | 0 | 0 |  |  |  | 0 | 0 | 0 | NO | ACCEPTED TO CONNECT | 0 | 0 | 0 | 0 | 0 |  | 2 |  |  | 0 | 0 |  |  |  | TO BE CONFIRMED |  |  |  |  | 2024-03-14 | 53.52699839208268, -2.4380074711373303
DATA NOT AVAILABLE | DATA NOT AVAILABLE | SESONA LTD | HILLHOUSE | HILLHOUSE TECH ENTERPRISE ZONE | BOURNE ROAD | THORNTON- CLEVELEYS | LANCASHIRE | FY5 4GD | ENGLAND | 334453 | 443919 | PENWORTHAM WEST GSP / STANAH GSP GROUP |  |  | 11 | ELECTRICITY NORTH WEST PLC | BIOFUEL - LANDFILL GAS | ENGINE (COMBUSTION / RECIPROCATING) | DATA NOT AVAILABLE | 0 | 0 | 9 |  |  |  | 0 | 0 | 0 |  |  |  | 0 | 0 | 0 | NO | ACCEPTED TO CONNECT | 0 | 0 | 0 | 0 | 0 |  | 9 | 9 | 9 | 9 | 9 |  |  |  | TO BE CONFIRMED |  |  |  |  | 2024-03-14 | 53.887294070730576, -2.9987400828330557
DATA NOT AVAILABLE | DATA NOT AVAILABLE | NOVENTUM POWER LIMITED | MOSS NOOK | 38 MOSS LANE |  | STYAL | CHESHIRE | SK9 4LG | ENGLAND | 383361 | 384690 | SOUTH MANCHESTER | MOSS NOOK | DATA NOT AVAILABLE | 132 | ELECTRICITY NORTH WEST LIMITED | BATTERY | STORAGE - ELECTROCHEMICAL (BATTERIES) | NO | 0 | 0 | 100 |  |  |  | 0 | 0 | 0 |  |  |  | 0 | 0 | 0 | NO | ACCEPTED TO CONNECT | 0 | 0 | 0 | 0 | 0 |  | 100 | 100 | 100 | 100 | 100 | 2024-02-01 00:00:00 | [7 empty] | 2024-03-14 | 53.358822135479855, -2.251468554268479
DATA NOT AVAILABLE | DATA NOT AVAILABLE | YLEM ENERGY LTD | BRIERCLIFFE BESS | LAND ON THE SOUTH SIDE OF HALIFAX ROAD | BRIERCLIFFE | BURNLEY | LANCASHIRE | BB10 3QS | ENGLAND | 387705 | 435424 | ROCHDALE | BURNLEY | DATA NOT AVAILABLE | 33 | ELECTRICITY NORTH WEST LIMITED | BATTERY | STORAGE - ELECTROCHEMICAL (BATTERIES) | NO | 0 | 0 | 30 |  |  |  | 0 | 0 | 0 |  |  |  | 0 | 0 | 0 | NO | ACCEPTED TO CONNECT | 0 | 0 | 0 | 0 | 0 |  | 30 | 30 | 30 | 30 | 30 | 2024-02-02 00:00:00 | [7 empty] | 2024-03-14 | 53.814950590966234, -2.1882172804098965
DATA NOT AVAILABLE | DATA NOT AVAILABLE | NOVENTUM POWER LIMITED | DUKINFIELD FARM | HURST LANE |  | GLAZEBURY | CHESHIRE | WA3 5QA | ENGLAND | 366009 | 396622 | BOLD | GOLBORNE | DATA NOT AVAILABLE | 11 | ELECTRICITY NORTH WEST LIMITED | PV | PHOTOVOLTAIC | NO | 0 | 0 | 10 |  |  |  | 0 | 0 | 0 |  |  |  | 0 | 0 | 0 | NO | ACCEPTED TO CONNECT | 0 | 0 | 0 | 0 | 0 |  | 10 | 10 | 10 | 0.15 | 0.15 | 2024-02-12 00:00:00 | [7 empty] | 2024-03-14 | 53.465234517861425, -2.513469076143642
DATA NOT AVAILABLE | DATA NOT AVAILABLE | FORSA ENERGY GAS HOLDINGS LTD | LAND NORTH EAST OF NEWTON ROAD |  | CATTERLEN | PENRITH | CUMBRIA | CA11 0AA | ENGLAND | 349850 | 530450 | HARKER/HUTTON | PENRITH/SHAP | DATA NOT AVAILABLE | 132 | ELECTRICITY NORTH WEST LIMITED | BATTERY | STORAGE - ELECTROCHEMICAL (BATTERIES) | NO | 0 | 0 | 30 |  |  |  | 0 | 0 | 0 |  |  |  | 0 | 0 | 0 | NO | ACCECPTED TO CONNECT | 0 | 0 | 0 | 0 | 0 |  | 30 | 30 | 30 | 30 | 30 | 2024-04-03 00:00:00 | [7 empty] | 2024-05-15 | 54.66661842194477, -2.779048605430533
DATA NOT AVAILABLE | DATA NOT AVAILABLE | BASEPOWER LTD | TRITAX SYMMETRY PARKSIDE | WINWICK LN |  | ST HELENS | MERSEYSIDE | WA3 7EP | ENGLAND | 360407 | 282723 | BOLD | GOLBOURNE | DATA NOT AVAILABLE | 132 | ELECTRICITY NORTH WEST LIMITED | PV | PHOTOVOLTAIC | NO | 0 | 0 | 0 |  |  |  | 0 | 0 | 0 |  |  |  | 0 | 0 | 0 | NO | ACCECPTED TO CONNECT | 0 | 0 | 0 | 0 | 0 |  | 0 | 0 | 0 | 17.5 | 17.5 | 2024-05-03 00:00:00 | [7 empty] | 2024-06-12 | 52.44103142995976, -2.5838864440177662
DATA NOT AVAILABLE | DATA NOT AVAILABLE | NOVENTUM POWER LIMITED | NEWTOWN FARM |  | BLACKFORD | CARLISLE | CUMBRIA | CA6 4ET | ENGLAND | 339009 | 562567 | HARKER | DATA NOT AVAILABLE | DATA NOT AVAILABLE | 132 | ELECTRICITY NORTH WEST LIMITED | BATTERY | STORAGE - ELECTROCHEMICAL (BATTERIES) | NO | 0 | 0 | 100 |  |  |  | 0 | 0 | 0 |  |  |  | 0 | 0 | 0 | NO | ACCECPTED TO CONNECT | 0 | 0 | 0 | 0 | 0 |  | 100 | 100 | 100 | 100 | 100 | 2024-06-05 00:00:00 | [7 empty] | 2024-07-12 | 54.953998536543196, -2.9538814295739737
DATA NOT AVAILABLE | DATA NOT AVAILABLE | BSR APPLICATIONS LTD | HEATEN HALL FARM BESS+WIND | LAND AT MIDDLETON ROAD | MIDDLETON | MORECAMBE | CUMBRIA | LA3 3JS | ENGLAND | 342043 | 458072 | NEW GSP NEXT TO HEYSHAM | DATA NOT AVAILABLE | DATA NOT AVAILABLE | 132 | ELECTRICITY NORTH WEST LIMITED | BESS & WIND |  | NO | 0 | 0 | 240 |  |  |  | 0 | 0 | 0 |  |  |  | 0 | 0 | 0 | NO | ACCECPTED TO CONNECT | 0 | 0 | 0 | 0 | 0 |  | 240 | 240 | 240 | 240 | 240 | 2024-06-10 00:00:00 | [7 empty] | 2024-07-12 | 54.015387462969265, -2.885972067775952
DATA NOT AVAILABLE | DATA NOT AVAILABLE | NOVENTUM POWER LIMITED | HALSALLS LODGE | HALL LANE | LATHOM | ORMSKIRK | LANCASHIRE | L40 6JB | ENGLAND | 345273 | 408218 | WASHWAY FARM | DATA NOT AVAILABLE | DATA NOT AVAILABLE | 132 | ELECTRICITY NORTH WEST LIMITED | BATTERY | STORAGE - ELECTROCHEMICAL (BATTERIES) | NO | 0 | 0 | 119 |  |  |  | 0 | 0 | 0 |  |  |  | 0 | 0 | 0 | NO | ACCECPTED TO CONNECT | 0 | 0 | 0 | 0 | 0 |  | 119 | 119 | 119 | 119 | 119 | 2024-06-17 00:00:00 | [7 empty] | 2024-07-12 | 53.56770203547527, -2.8278130991938197
DATA NOT AVAILABLE | DATA NOT AVAILABLE | BRIGHTSIDE CONNECTIONS | NEWTONGATE 50 | NEWTON GATE | NEWTON RIGG | PENRITH | CUMBRIA | CA11 0AG | ENGLAND | 349973 | 530340 | HARKER | PENRITH | DATA NOT AVAILABLE | 33 | ELECTRICITY NORTH WEST LIMITED | BATTERY | STORAGE - ELECTROCHEMICAL (BATTERIES) | NO | 0 | 0 | 50 |  |  |  | 0 | 0 | 0 |  |  |  | 0 | 0 | 0 | NO | ACCECPTED TO CONNECT | 0 | 0 | 0 | 0 | 0 |  | 50 | 50 | 50 | 50 | 50 | 2024-06-17 00:00:00 | [7 empty] | 2024-07-12 | 54.66564223110627, -2.777122920593739
DATA NOT AVAILABLE | DATA NOT AVAILABLE | EDP RENEWABLE UK LIMITED | BRIDEKIRK ENERGY PARK |  |  | BRIDEKIRK | CUMBRIA | CA13 0PY | ENGLAND | 311846 | 534805 | HARKER | N/A | DATA NOT AVAILABLE | 132 | ELECTRICITY NORTH WEST LIMITED | BATTERY | STORAGE - ELECTROCHEMICAL (BATTERIES) | NO | 0 | 0 | 35 |  |  |  | 0 | 0 | 0 |  |  |  | 0 | 0 | 0 | NO | ACCECPTED TO CONNECT | 0 | 0 | 0 | 0 | 0 |  | 35 | 35 | 35 | 35 | 35 | 2024-08-12 00:00:00 | [7 empty] | 2024-09-13 | 54.700522518179795, -3.369436520096071
DATA NOT AVAILABLE | DATA NOT AVAILABLE | NOVENTUM POWER LIMITED | MOSS NOOK | 38 MOSS LANE |  | STYAL | CHESHIRE | SK9 4LG | ENGLAND | 383361 | 384690 | SOUTH MANCHESTER | MOSS NOOK | DATA NOT AVAILABLE | 132 | ELECTRICITY NORTH WEST LIMITED | BATTERY | STORAGE - ELECTROCHEMICAL (BATTERIES) | NO | 0 | 0 | 80.3 |  |  |  | 0 | 0 | 0 |  |  |  | 0 | 0 | 0 | NO | ACCECPTED TO CONNECT | 0 | 0 | 0 | 0 | 0 |  | 80.3 | 80.3 | 80.3 | 80.6 | 80.6 | 2024-09-19 00:00:00 | [7 empty] | 2024-10-14 | 53.358822135479855, -2.251468554268479
DATA NOT AVAILABLE | DATA NOT AVAILABLE | DIODES ZETEX SEMICONDUCTORS LIMITED | ZETEX CHP+BESS FACILITY | LANSDOWNE ROAD | CHADDERTON | OLDHAM | GREATER MANCHESTER | OL9 9LL | ENGLAND | 390833 | 404910 | WHITEGATE GSP | GREENHILL | GREENHILL | 6.6 | ELECTRICITY NORTH WEST LIMITED | NATURAL GAS | ENGINE (COMBUSTION / RECIPROCATING) | TO BE CONFIRMED | 0 | 0 | 2 |  |  |  | 0 | 0 | 0 |  |  |  | 0 | 0 | 0 | NO | ACCEPTED TO CONNECT | 0 | 0 | 0 | 0 | 0 |  | 5.2632 | 0 | 0 | 5.225 | 5.5 | 2019-12-30 00:00:00 |  | NO | NO |  | TO BE CONFIRMED |  |  | 2023-04-05 | 53.54075265933276, -2.1397969050522914
DATA NOT AVAILABLE | DATA NOT AVAILABLE | ENER-G COMBINED POWER LTD | WYTHENSHAWE HOSPITAL | SOUTHMOOR ROAD | WYTHENSHAWE | MANCHESTER | GREATER MANCHESTER | M23 9LT | ENGLAND | 380598 | 388039 | CARRINGTON ENWL SGTS 1B 2B 4 7 | SALE | BAGULEY | 11 | ELECTRICITY NORTH WEST LIMITED | NATURAL GAS | ENGINE (COMBUSTION / RECIPROCATING) | YES | 0 | 0 | 2.026 |  |  |  | 0 | 0 | 0 |  |  |  | 0 | 0 | 0 | NO | CONNECTED | 0 | 0 | 0 | 0 | 0 |  | 2.026 | 0 | 0 | 4.75 | 5 | 2018-03-01 00:00:00 |  | NO | NO |  | TO BE CONFIRMED |  |  | 2024-03-14 | 53.38882977851019, -2.293189635664674
DATA NOT AVAILABLE | DATA NOT AVAILABLE | OLDHAM COUNCIL | WRIGLEY HEAD |  | FAILSWORTH | MANCHESTER | GREATER MANCHESTER | M35 9BR | ENGLAND | 389901 | 402108 | WHITEGATE GSP | CHADDERTON | HOLLINWOOD | 6.6 | ELECTRICITY NORTH WEST LIMITED | PV | PHOTOVOLTAIC | NO | 0 | 0 | 1.5 |  |  |  | 0 | 0 | 0 |  |  |  | 0 | 0 | 0 | NO | ACCEPTED TO CONNECT | 0 | 0 | 0 | 0 | 0 |  | 1.5789 | 1.5 | 1.5789473684210527 | 0 | 0 | 2020-03-30 00:00:00 |  | NO | NO |  | TO BE CONFIRMED |  |  | 2023-04-05 | 53.51555006110024, -2.153768950446562
1620000370490 | 1620000177624 | PHIL PEARSON | WOODHOUSE NURSERIES | FIELDS FARM, GREEN LANE |  | ALDERLEY EDGE | CHESHIRE | SK9 7UW | ENGLAND | 383333 | 377433 | SOUTH MANCHESTER GSP | MOSS NOOK | ALDERLEY & CHELFORD | 11 | ELECTRICITY NORTH WEST LIMITED | NATURAL GAS | ENGINE (COMBUSTION / RECIPROCATING) | NO | 0 | 0 | 3.4 |  |  |  | 0 | 0 | 0 |  |  |  | 0 | 0 | 0 | NO | CONNECTED | 3.4 | 3.135 | 3.3 | 0.76 | 0.8 | 2013-08-01 | 0 |  |  | 0 | 0 |  |  | NO | YES |  |  |  |  | 2021-12-06 | 53.29359110953746, -2.251504971353184
1620001638567 | 1620001638558 | DAN ROBINSON | WINSCALES 2 WIND FARM |  | WINSCALES | WORKINGTON | CUMBRIA | CA14 4JG | ENGLAND | 303220 | 527629 | HARKER ENWL SGTS 1 2 3A 4 / HUTTON GSP GROUP | STAINBURN & SIDDICK | - | 33 | ELECTRICITY NORTH WEST LIMITED | WIND | ONSHORE WIND TURBINES | NO | 0 | 0 | 6.8 |  |  |  | 0 | 0 | 0 |  |  |  | 0 | 0 | 0 | NO | CONNECTED | 6.8 | 6.84 | 7.2 | 0.038 | 0.04 | 2004-11-04 | 0 |  |  | 0 | 0 |  |  | NO | NO |  |  |  |  | 2021-12-06 | 54.63447038205653, -3.5008607239056166
DATA NOT AVAILABLE | DATA NOT AVAILABLE | AMP ENERGY SERVICES LTD | WHITWORTH POWER | WITHWORTH STREET |  | MANCHESTER | GREATER MANCHESTER | M11 2NE | ENGLAND | 387762 | 397408 | STALYBRIDGE GSP | STUART ST | BRADFORD | 6.6 | ELECTRICITY NORTH WEST LIMITED | NATURAL GAS | ENGINE (COMBUSTION / RECIPROCATING) | NO | 0 | 0 | 2.5 |  |  |  | 0 | 0 | 0 |  |  |  | 0 | 0 | 0 | NO | ACCEPTED TO CONNECT | 0 | 0 | 0 | 0 | 0 |  | 4 | 3.8 | 4 | 0.095 | 0.1 | 2018-12-10 00:00:00 |  | NO | NO |  | TO BE CONFIRMED |  |  | 2021-12-06 | 53.47325883059479, -2.185841218939859
1630000351909 | 1630000351884 | VIRIDOR WASTE MANAGEMENT LIMITED | WHITEHEAD LANDFILL SITE | EAST LANCASHIRE ROAD, ASTLEY | TYLDESLEY | MANCHESTER | GREATER MANCHESTER | M29 7HX | ENGLAND | 371504 | 400892 | KEARSLEY LOCAL 33 GSP | - | HILL TOP T13 | 11 | ELECTRICITY NORTH WEST LIMITED | BIOFUEL - LANDFILL GAS | ENGINE (COMBUSTION / RECIPROCATING) | NO | 0 | 0 | 2 |  |  |  | 0 | 0 | 0 |  |  |  | 0 | 0 | 0 | NO | CONNECTED | 2 | 1.9 | 2 | 0.095 | 0.1 | 2007-10-01 | 0 |  |  | 0 | 0 |  |  | NO | NO |  |  |  |  | 2021-12-06 | 53.50394118768981, -2.4310906605662415
1630000351875 | 1630000351271 | VIRIDOR WASTE MANAGEMENT LIMITED | WHITEHEAD LANDFILL SITE | EAST LANCASHIRE ROAD, ASTLEY | TYLDESLEY | MANCHESTER | GREATER MANCHESTER | M29 7HX | ENGLAND | 371505 | 400885 | KEARSLEY LOCAL 33 GSP | - | HILL TOP T11 & T12 | 11 | ELECTRICITY NORTH WEST LIMITED | BIOFUEL - LANDFILL GAS | ENGINE (COMBUSTION / RECIPROCATING) | NO | 0 | 0 | 3.3 |  |  |  | 0 | 0 | 0 |  |  |  | 0 | 0 | 0 | NO | CONNECTED | 3.3 | 3.135 | 3.3 | 0.2375 | 0.25 | 2006-06-01 | 0 |  |  | 0 | 0 |  |  | NO | NO |  |  |  |  | 2021-12-06 | 53.50387832507548, -2.431074945790036
DATA NOT AVAILABLE | DATA NOT AVAILABLE | POWER INITIATIVES LTD | WELKIN ROAD | WELKIN ROAD | WELKIN ROAD | STOCKPORT | SOUTH MANCHESTER | SK6 2BH | ENGLAND | 391084 | 391056 | BREDBURY GSP | VERNON PARK |  | 33 | ELECTRICITY NORTH WEST LIMITED | BATTERY | STORAGE - ELECTROCHEMICAL (BATTERIES) | NO | 0 | 1 | 20 |  |  |  | 0 | 0 | 0 |  |  |  | 0 | 0 | 0 | NO | ACCEPTED TO CONNECT | 0 | 0 | 0 | 0 | 0 |  | 21.0526 | 20 | 21.05263157894737 | 0 | 0 | 2019-04-18 00:00:00 |  | NO | NO |  | TO BE CONFIRMED |  |  | 2024-03-14 | 53.41623156669897, -2.135611025890412
DATA NOT AVAILABLE | DATA NOT AVAILABLE | EQUINOR WELKIN MILL LIMITED | WELKIN MILL | WELKIN MILL | WELKIN MILL | STOCKPORT | SOUTH MANCHESTER | SK6 2BH | ENGLAND | 391057 | 391230 | BREDBURY GSP | - | - | 33 | ELECTRICITY NORTH WEST LIMITED | BATTERY | STORAGE - ELECTROCHEMICAL (BATTERIES) | NO | 0 | 1 | 35 |  |  |  | 0 | 0 | 0 |  |  |  | 0 | 0 | 0 | NO | ACCEPTED TO CONNECT | 0 | 0 | 0 | 0 | 0 |  | 35 | 50 | 52.631578947368425 | 47.5 | 50 | 2018-01-10 00:00:00 |  | NO | NO |  | TO BE CONFIRMED |  |  | 2024-03-14 | 53.41779510385139, -2.136022252882644
1640000519728 | 1600000176734 | UNITED UTILITIES WATER LTD | WASTE WATER TREATMENT WORKS | JAMESON ROAD | JAMESON ROAD | FLEETWOOD | LANCASHIRE | FY7 8TW | ENGLAND | 332997 | 446064 | PENWORTHAM WEST GSP / STANAH GSP GROUP | THORNTON | - | 33 | ELECTRICITY NORTH WEST LIMITED | PV | PHOTOVOLTAIC | NO | 0 | 0 | 1.3 |  |  |  | 0 | 0 | 0 |  |  |  | 0 | 0 | 0 | NO | CONNECTED | 1.3 | 1.254 | 1.32 | 4.37 | 4.6 | 2014-08-01 | 0 |  |  | 0 | 0 |  |  | NO | NO |  |  |  |  | 2021-12-06 | 53.90638348659974, -3.021358457885558
1640000640248 | 1640000640239 | TGC EMERALD LIMITED | UNIT 19 | LOWTHER ROAD | LOWTHER ROAD | WORKINGTON | CUMBRIA | CA14 2TQ | ENGLAND | 299390 | 528340 | HARKER ENWL SGTS 1 2 3A 4 / HUTTON GSP GROUP | STAINBURN & SIDDICK | ANNIE PIT | 11 | ELECTRICITY NORTH WEST LIMITED | NATURAL GAS | ENGINE (COMBUSTION / RECIPROCATING) | NO | 0 | 0 | 6 |  |  |  | 0 | 0 | 0 |  |  |  | 0 | 0 | 0 | NO | CONNECTED | 6 | 5.757 | 6.06 | 0.2375 | 0.25 | 2018-07-01 | 0 |  |  | 0 | 0 |  |  | NO | YES |  |  |  |  | 2021-12-06 | 54.64010775089016, -3.5604168627184727
DATA NOT AVAILABLE | DATA NOT AVAILABLE | SHAW ENERGI LTD | UNIT 1 JUNCTION LANE | SANKEY VALLEY INDUSTRIAL ESTATE | NEWTON-LE-WILLOWS | WARRINGTON | CHESHIRE | WA12 8DN | ENGLAND | 357483 | 394691 | SPEN - OUT OF AREA | GOLBORNE | NEWTON LE WILLOWS | 11 | ELECTRICITY NORTH WEST LIMITED | BATTERY | STORAGE - ELECTROCHEMICAL (BATTERIES) | NO | 0 | 0 | 5 |  |  |  | 0 | 0 | 0 |  |  |  | 0 | 0 | 0 | NO | ACCEPTED TO CONNECT | 0 | 0 | 0 | 0 | 0 |  | 5.2632 | 2.8499999999999996 | 3 | 2.85 | 3 | 2017-04-28 00:00:00 |  | NO | YES |  | TO BE CONFIRMED |  |  | 2021-12-06 | 53.44725776468249, -2.6416252443236554
DATA NOT AVAILABLE | 1600000131645 | BRITISH TELECOMMUNICATIONS PLC | TURRET HOUSE ATE | ST. STEPHEN STREET | ST. STEPHEN STREET | SALFORD | GREATER MANCHESTER | M3 6AY | ENGLAND | 382957 | 398619 | KEARSLEY 132 GSP | FREDERICK RD | BLACKFRIARS | 6.6 | ELECTRICITY NORTH WEST LIMITED | FOSSIL - OIL | ENGINE (COMBUSTION / RECIPROCATING) | NO | 0 | 0 | 1.035 |  |  |  | 0 | 0 | 0 |  |  |  | 0 | 0 | 0 | NO | CONNECTED | 1.035 | 0 | 0 | 0.97375 | 1.025 | 2000-06-29 | 0 |  |  | 0 | 0 |  |  | NO | NO |  |  |  |  | 2021-12-06 | 53.48400906419974, -2.2582971222128174
1640000667755 | 1650000015602 | IFM BOLTON LIMITED | THE ROYAL BOLTON HOSPITAL | MINERVA ROAD | MINERVA ROAD | BOLTON | GREATER MANCHESTER | BL4 0JR | ENGLAND | 371693 | 406409 | KEARSLEY LOCAL 33 GSP | - | CAMPBELL ST | 6.6 | ELECTRICITY NORTH WEST LIMITED | NATURAL GAS | ENGINE (COMBUSTION / RECIPROCATING) | NO | 0 | 0 | 1.2 | FOSSIL - GAS | ENGINE (COMBUSTION / RECIPROCATING) |  | 0 | 0 | 0.15865 |  |  |  | 0 | 0 | 0 | NO | CONNECTED | 1.3586 | 1.045 | 1.1 | 2.85 | 3 | 2017-11-01 | 0 |  |  | 0 | 0 |  |  | NO | NO |  |  |  |  | 2021-12-06 | 53.55353883814127, -2.4287420945947775
DATA NOT AVAILABLE | DATA NOT AVAILABLE | POWER STAR | TELEDATA UK LTD | DELTA HOUSE | WAVELL ROAD, WYTHENSHAWE | MANCHESTER | GREATER MANCHESTER | M22 5QZ | ENGLAND | 382896 | 386953 | SOUTH MANCHESTER GSP | MOSS NOOK | WOODHOUSE PARK | 11 | ELECTRICITY NORTH WEST LIMITED | BATTERY | STORAGE - ELECTROCHEMICAL (BATTERIES) | NO | 0 | 0 | 0.4 |  |  |  | 0 | 0 | 0 |  |  |  | 0 | 0 | 0 | NO | CONNECTED | 0 | 0 | 0 | 0 | 0 |  | 2 | 0.38 | 0.4 | 1.9 | 2 | 2019-04-30 00:00:00 |  | NO | NO |  | TO BE CONFIRMED |  |  | 2024-03-14 | 53.379148199241904, -2.2585784945513216
DATA NOT AVAILABLE | 1600000137201 | TAMESIDE & GLOSSOP ACUTE SERVICES NHS TRUST | TAMESIDE GENERAL HOSPITAL | FOUNTAIN STREET | FOUNTAIN STREET | ASHTON-UNDER-LYNE | LANCASHIRE | OL6 9RW | ENGLAND | 395314 | 399504 | STALYBRIDGE GSP | HARTSHEAD-HEYROD | HURST | 6.6 | ELECTRICITY NORTH WEST LIMITED | NATURAL GAS | ENGINE (COMBUSTION / RECIPROCATING) | NO | 0 | 0 | 0.625 | FOSSIL - OIL | ENGINE (COMBUSTION / RECIPROCATING) |  | 0 | 0 | 0.59375 |  |  |  | 0 | 0 | 0 | NO | CONNECTED | 1.2188 | 0 | 0 | 2.85 | 3 | 2008-12-01 | 0 |  |  | 0 | 0 |  |  | NO | YES |  |  |  |  | 2021-12-06 | 53.49222158582666, -2.072097680728595
DATA NOT AVAILABLE | DATA NOT AVAILABLE | AMBER ENERGY STORAGE XL LIMITED | STEELPOINT BESS | STAVELEY INDUSTRIAL ESTATE | STAVELEY RAOD | SKELMERSDALE | LANCASHIRE | WN8 8DZ | ENGLAND | 347283 | 407152 | WASHWAY FARM GSP / KIRKBY GSP GROUP | SKELMERSDALE | - | 33 | ELECTRICITY NORTH WEST LIMITED | BATTERY | STORAGE - ELECTROCHEMICAL (BATTERIES) | NO | 0 | 0 | 49.9 |  |  |  | 0 | 0 | 0 |  |  |  | 0 | 0 | 0 | NO | CONNECTED | 0 | 49.9 | 0 | 49.9 | 0 |  | 0 |  |  | 0 | 0 | 2016-07-07 00:00:00 |  | NO | NO |  | TO BE CONFIRMED |  |  | 2024-03-14 | 53.558327646950445, -2.7972864805846056
1640000082277 | 1640000002305 | JAMES HALL AND COMPANY LTD | SPAR DISTRIBUTION CENTRE | BOWLAND VIEW | BOWLAND VIEW | PRESTON | LANCASHIRE | PR2 5QT | ENGLAND | 357343 | 432976 | PENWORTHAM EAST GSP / ROCHDALE SGT 1 GROUP | PRESTON EAST | RIBBLETON | 6.6 | ELECTRICITY NORTH WEST LIMITED | FOSSIL - OIL | ENGINE (COMBUSTION / RECIPROCATING) | NO | 0 | 0 | 2.992 |  |  |  | 0 | 0 | 0 |  |  |  | 0 | 0 | 0 | NO | CONNECTED | 2.992 | 2.8424 | 2.992 | 1.71 | 1.8 | 2012-12-01 | 0 |  |  | 0 | 0 |  |  | NO | NO |  |  |  |  | 2021-12-06 | 53.79133868459765, -2.648991706085976
1620000139521 | 1600000177640 | CURLEW POWER LIMITED | SIDDICK WIND FARM | SIDDICK ROAD | SIDDICK ROAD | WORKINGTON | CUMBRIA | CA14 1JU | ENGLAND | 300154 | 531493 | HARKER ENWL SGTS 1 2 3A 4 / HUTTON GSP GROUP | STAINBURN & SIDDICK | SIDDICK | 11 | ELECTRICITY NORTH WEST LIMITED | WIND | ONSHORE WIND TURBINES | NO | 0 | 0 | 4.2 |  |  |  | 0 | 0 | 0 |  |  |  | 0 | 0 | 0 | NO | CONNECTED | 4.2 | 3.99 | 4.2 | 0.038 | 0.04 | 1997-04-01 | 0 |  |  | 0 | 0 |  |  | NO | NO |  |  |  |  | 2021-12-06 | 54.66858427426059, -3.549661698177812
1640000625045 | 1640000625036 | WREA GREEN SOLAR LIMITED | SHEPHERDS FARM PV | MOSS SIDE LANE | MOSS SIDE LANE | LYTHAM ST. ANNES | LANCASHIRE | FY8 4LY | ENGLAND | 338821 | 431270 | PENWORTHAM WEST GSP / STANAH GSP GROUP | PEEL | - | 33 | ELECTRICITY NORTH WEST LIMITED | PV | PHOTOVOLTAIC | NO | 0 | 0 | 4.973 |  |  |  | 0 | 0 | 0 |  |  |  | 0 | 0 | 0 | NO | CONNECTED | 4.973 | 4.275 | 4.5 | 0.095 | 0.1 | 2017-03-14 | 0 |  |  | 0 | 0 |  |  | NO | NO |  |  |  |  | 2021-12-06 | 53.77415566058315, -2.9297721681366284
1640000539760 | 1600000140988 | UNITED UTILITIES WATER LTD | SEWAGES WORKS | ROCH VALLEY WAY | ROCH VALLEY WAY | ROCHDALE | GREATER MANCHESTER | OL11 4QH | ENGLAND | 388199 | 412499 | ROCHDALE SGTS 2 3 4 | ROCHDALE CENTRAL | ROCHDALE CENTRAL | 6.6 | ELECTRICITY NORTH WEST LIMITED | PV | PHOTOVOLTAIC | NO | 0 | 0 | 2.1 |  |  |  | 0 | 0 | 0 |  |  |  | 0 | 0 | 0 | NO | CONNECTED | 2.1 | 2.09 | 2.2 | 1.0507 | 1.106 | 2016-05-31 | 0 |  |  | 0 | 0 |  |  | NO | NO |  |  |  |  | 2021-12-06 | 53.60891132080412, -2.179832334097701
DATA NOT AVAILABLE | DATA NOT AVAILABLE | UNIVERSITY OF MANCHESTER | SCHUSTER BUILDING, UNI OF MANCHESTER | (U.O.M BUILDING REF 086AA) | BRUNSWICK STREET | MANCHESTER | GREATER MANCHESTER | M13 9PL | ENGLAND | 384615 | 396824 | BREDBURY GSP | LONGSIGHT | MANCHESTER UNIVERSITY | 6.6 | ELECTRICITY NORTH WEST LIMITED | NATURAL GAS | ENGINE (COMBUSTION / RECIPROCATING) | NO | 0 | 0 | 2 |  |  |  | 0 | 0 | 0 |  |  |  | 0 | 0 | 0 | NO | CONNECTED | 0 | 0 | 0 | 0 | 0 |  | 2.1053 | 2 | 2.1052631578947367 | 0 | 0 | 2020-01-31 00:00:00 |  | NO | NO |  | TO BE CONFIRMED |  |  | 2024-03-14 | 53.46792638362669, -2.2332236116203137
DATA NOT AVAILABLE | DATA NOT AVAILABLE | LIGHTSOURCE RENEWABLE DEVELOPMENT L | SAMLESBURY BREWERY | CUERDALE LANE | CUERDALE LANE | PRESTON | LANCASHIRE | PR5 0XD | ENGLAND | 359422 | 429656 | PENWORTHAM WEST GSP / STANAH GSP GROUP | LEYLAND | HIGHER WALTON | 11 | ELECTRICITY NORTH WEST LIMITED | PV | PHOTOVOLTAIC | NO | 0 | 0 | 3.8 |  |  |  | 0 | 0 | 0 |  |  |  | 0 | 0 | 0 | NO | ACCEPTED TO CONNECT | 0 | 0 | 0 | 0 | 0 |  | 3.8 | 3.61 | 3.8 | 0 | 0 | 2019-07-12 00:00:00 |  | NO | NO |  | TO BE CONFIRMED |  |  | 2021-12-06 | 53.76166699406013, -2.616997674456878
1620000276859 | 1620000279344 | VIRIDIS ENERGY (NORGEN) LIMITED | SALT AYRE LANDFILL 2 | SALT AYRE LANE | SALT AYRE LANE | LANCASTER | LANCASHIRE | LA1 5JS | ENGLAND | 345754 | 462416 | HEYSHAM GSP | LANCASTER | WESTGATE | 6.6 | ELECTRICITY NORTH WEST LIMITED | BIOFUEL - LANDFILL GAS | ENGINE (COMBUSTION / RECIPROCATING) | NO | 0 | 0 | 1 |  |  |  | 0 | 0 | 0 |  |  |  | 0 | 0 | 0 | NO | CONNECTED | 1 | 0.95 | 1 | 0.038 | 0.04 | 2000-11-17 | 0 |  |  | 0 | 0 |  |  | NO | NO |  |  |  |  | 2021-12-06 | 54.054829584518835, -2.8301228852087044
1650000352774 | 1650000352765 | STOR 129 LTD | SALFORD 2 STOR | SALFORD ROAD | SALFORD ROAD | BOLTON | GREATER MANCHESTER | BL5 1BL | ENGLAND | 370505 | 404752 | KEARSLEY LOCAL 33 GSP | - | - | 33 | ELECTRICITY NORTH WEST LIMITED | NATURAL GAS | ENGINE (COMBUSTION / RECIPROCATING) | NO | 0 | 0 | 20 |  |  |  | 0 | 0 | 0 |  |  |  | 0 | 0 | 0 | NO | CONNECTED | 0 | 20 | 0 | 0.04 | 0 |  | 0 |  |  | 0 | 0 | 2017-03-13 00:00:00 |  | NO | NO |  | TO BE CONFIRMED |  |  | 2024-03-14 | 53.53857996076315, -2.4465165276642957
1620000401420 | 1620000418247 | COMBINED LANDFILL PROJECTS | ROWLEY LANDFILL SITE | QUEENS PARK ROAD | QUEENS PARK ROAD | BURNLEY | LANCASHIRE | BB10 3LB | ENGLAND | 385076 | 433450 | ROCHDALE SGTS 2 3 4 | BURNLEY | HEASANDFORD | 6.6 | ELECTRICITY NORTH WEST LIMITED | BIOFUEL - LANDFILL GAS | ENGINE (COMBUSTION / RECIPROCATING) | NO | 0 | 0 | 2.065 |  |  |  | 0 | 0 | 0 |  |  |  | 0 | 0 | 0 | NO | CONNECTED | 2.065 | 1.9 | 2 | 0.038 | 0.04 | 2007-04-01 | 0 |  |  | 0 | 0 |  |  | NO | NO |  |  |  |  | 2021-12-06 | 53.79713915015626, -2.228049575509307
RRIGEMAE | RRIGEMAE | TRANSMISSION CAPITAL | ROBIN RIGG WEST WINDFARM | HIGH SEATON | HIGH SEATON | WORKINGTON | CUMBRIA | CA14 1LN | ENGLAND | 294637 | 545745 | HARKER ENWL SGTS 1 2 3A 4 / HUTTON GSP GROUP | - | - | 132 | ELECTRICITY NORTH WEST LIMITED | WIND | OFFSHORE WIND TURBINES | NO | 0 | 0 | 94.05 |  |  |  | 0 | 0 | 0 |  |  |  | 0 | 0 | 0 | NO | CONNECTED | 94.05 | 89.3475 | 94.05 | 94.05 | 99 | 2009-09-01 | 0 |  |  | 0 | 0 |  |  | NO | NO |  |  |  |  | 2021-12-06 | 54.79548407832729, -3.640331888243574
DATA NOT AVAILABLE | 1630000575841 | TRANSMISSION CAPITAL | ROBIN RIGG EAST WINDFARM | HIGH SEATON | HIGH SEATON | WORKINGTON | CUMBRIA | CA14 1LN | ENGLAND | 294637 | 545745 | HARKER ENWL SGTS 1 2 3A 4 / HUTTON GSP GROUP | - | - | 132 | ELECTRICITY NORTH WEST LIMITED | WIND | OFFSHORE WIND TURBINES | NO | 0 | 0 | 94.05 |  |  |  | 0 | 0 | 0 |  |  |  | 0 | 0 | 0 | NO | CONNECTED | 94.05 | 94.05 | 99 | 1.425 | 1.5 | 2009-09-01 | 0 |  |  | 0 | 0 |  |  | NO | NO |  |  |  |  | 2021-12-06 | 54.79548407832729, -3.640331888243574
1620000388406 | 1620000388390 | VIRIDOR WASTE MANAGEMENT LIMITED | RAIKES LANE INCINERATOR | RAIKES LANE | RAIKES LANE | BOLTON | GREATER MANCHESTER | BL3 1RP | ENGLAND | 373105 | 407857 | KEARSLEY LOCAL 33 GSP | - | BOLTON WASTE | 33 | ELECTRICITY NORTH WEST LIMITED | WASTE | STEAM TURBINE (THERMAL POWER PLANT) | NO | 0 | 0 | 11.658 |  |  |  | 0 | 0 | 0 |  |  |  | 0 | 0 | 0 | NO | CONNECTED | 11.658 | 12.35 | 13 | 1.1875 | 1.25 | 2001-06-01 | 0 |  |  | 0 | 0 |  |  | NO | NO |  |  |  |  | 2021-12-06 | 53.56662812985269, -2.4075548691211295
DATA NOT AVAILABLE | DATA NOT AVAILABLE | AGGREGATED MICRO POWER HOLDINGS PLC | PILSWORTH POWER | TRANSPENNINE 200 | PILSWORTH ROAD, HEYWOOD | OLDHAM | GREATER MANCHESTER | OL10 2TL | ENGLAND | 384800 | 409900 | ROCHDALE SGTS 2 3 4 | CASTLETON | HEYWOOD | 6.6 | ELECTRICITY NORTH WEST LIMITED | NATURAL GAS | ENGINE (COMBUSTION / RECIPROCATING) | NO | 0 | 0 | 4 |  |  |  | 0 | 0 | 0 |  |  |  | 0 | 0 | 0 | NO | ACCEPTED TO CONNECT | 0 | 0 | 0 | 0 | 0 |  | 4 | 3.8 | 4 | 0.095 | 0.1 | 2019-10-29 00:00:00 |  | NO | NO |  | TO BE CONFIRMED |  |  | 2021-12-06 | 53.58546270072541, -2.231076369288221
1620001154335 | 1620001154326 | VIRIDOR WASTE MANAGEMENT LIMITED | PILSWORTH POWER PLANT | MOSS HALL ROAD | MOSS HALL ROAD | BURY | GREATER MANCHESTER | BL9 7JL | ENGLAND | 383002 | 409786 | KEARSLEY 132 GSP | BURY | HEAP BRIDGE | 6.6 | ELECTRICITY NORTH WEST LIMITED | BIOFUEL - LANDFILL GAS | ENGINE (COMBUSTION / RECIPROCATING) | NO | 0 | 0 | 4.124 |  |  |  | 0 | 0 | 0 |  |  |  | 0 | 0 | 0 | NO | CONNECTED | 4.124 | 3.8 | 4 | 0.038 | 0.04 | 2002-12-01 | 0 |  |  | 0 | 0 |  |  | NO | NO |  |  |  |  | 2021-12-06 | 53.58438245461033, -2.2582295609522225
1640000845596 | 1640000730681 | PILKINGTON TECHNOLOGY & MANAGEMENT LIMITED | PILKINGTON TECHNOLOGY CENTRE | HALL LANE | HALL LANE | ORMSKIRK | LANCASHIRE | L40 5UF | ENGLAND | 346007 | 408710 | PENWORTHAM WEST GSP / STANAH GSP GROUP | WRIGHTINGTON | BURSCOUGH BRIDGE | 11 | ELECTRICITY NORTH WEST LIMITED | PV | PHOTOVOLTAIC | NO | 0 | 0 | 2 |  |  |  | 0 | 0 | 0 |  |  |  | 0 | 0 | 0 | NO | CONNECTED | 2 | 1.9997 | 2.105 | 1.615 | 1.7 | 2019-04-01 | 0 |  |  | 0 | 0 |  |  | NO | NO |  |  |  |  | 2021-12-06 | 53.57220002746851, -2.8168166669185872
DATA NOT AVAILABLE | DATA NOT AVAILABLE | CORIOLIS ENERGY | ORRELL BESS | TONTINE ROAD | TONTINE ROAD | SKELMERSDALE | LANCASHIRE | WN8 0NF | ENGLAND | 352323 | 404648 | WASHWAY FARM GSP / KIRKBY GSP GROUP | - | - | 132 | ELECTRICITY NORTH WEST LIMITED | BATTERY | STORAGE - ELECTROCHEMICAL (BATTERIES) | NO | 0 | 0 | 49.9 |  |  |  | 0 | 0 | 0 |  |  |  | 0 | 0 | 0 | NO | ACCEPTED TO CONNECT | 0 | 0 | 0 | 0 | 0 |  | 52.5263 | 49.9 | 52.526315789473685 | 47.405 | 49.9 | 2019-11-08 00:00:00 |  | NO | NO |  | TO BE CONFIRMED |  |  | 2023-04-06 | 53.53630571794199, -2.720827036087342
OMND1 | OMND1 | VATTENFALL | ORMONDE OFFSHORE WINDFARM | 1KM OFF BARROW-IN-FURNESS | 1KM OFF BARROW-IN-FURNESS | BARROW-IN-FURNESS | CUMBRIA |  | ENGLAND | 308674 | 468595 | HEYSHAM GSP | - | - | 132 | ELECTRICITY NORTH WEST LIMITED | WIND | OFFSHORE WIND TURBINES | NO | 0 | 0 | 150 |  |  |  | 0 | 0 | 0 |  |  |  | 0 | 0 | 0 | NO | CONNECTED | 150 | 150 | 157.8947 | 0 | 0 | 2011-06-20 | 0 |  |  | 0 | 0 |  |  | NO | NO |  |  |  |  | 2021-12-06 | 54.10510406079403, -3.3982529292315435
1620000139530 | 1600000177659 | CURLEW POWER LIMITED | OLDSIDE WIND FARM | OLDSIDE | OLDSIDE | WORKINGTON | CUMBRIA | CA14 1NG | ENGLAND | 299675 | 530673 | HARKER ENWL SGTS 1 2 3A 4 / HUTTON GSP GROUP | STAINBURN & SIDDICK | SIDDICK | 11 | ELECTRICITY NORTH WEST LIMITED | WIND | ONSHORE WIND TURBINES | NO | 0 | 0 | 5.4 |  |  |  | 0 | 0 | 0 |  |  |  | 0 | 0 | 0 | NO | CONNECTED | 5.4 | 5.13 | 5.4 | 0.038 | 0.04 | 1996-08-01 | 0 |  |  | 0 | 0 |  |  | NO | NO |  |  |  |  | 2021-12-06 | 54.661122727869746, -3.5568038768599703
DATA NOT AVAILABLE | DATA NOT AVAILABLE | SMITH BROTHERS LTD | OFF BALDERSTONE RD | WIDOW HILL | WIDOW HILL | BURNELY | LANCASHIRE | BB10 2TH | ENGLAND | 386179 | 434315 | ROCHDALE SGTS 2 3 4 | - | - | 132 | ELECTRICITY NORTH WEST LIMITED | BATTERY | STORAGE - ELECTROCHEMICAL (BATTERIES) | NO | 0 | 0 | 47 |  |  |  | 0 | 0 | 0 |  |  |  | 0 | 0 | 0 | NO | ACCEPTED TO CONNECT | 0 | 0 | 0 | 0 | 0 |  | 49.9 | 47.404999999999994 | 49.9 | 47.405 | 49.9 | 2020-09-04 00:00:00 |  | NO | NO |  | TO BE CONFIRMED |  |  | 2024-03-14 | 53.804944382175435, -2.2113436687606334
DATA NOT AVAILABLE | DATA NOT AVAILABLE | ANESCO LTD | MOSS THORN FARM, PENRITH | MOSS THORN FARM | PALLET HILL | PENRITH | CUMBRIA | CA11 0BY | ENGLAND | 346954 | 530857 | HARKER ENWL SGTS 1 2 3A 4 / HUTTON GSP GROUP | PENRITH & SHAP | NEWTONGATE T11 & T12 | 11 | ELECTRICITY NORTH WEST LIMITED | PV | PHOTOVOLTAIC | NO | 0 | 0 | 4.08 |  |  |  | 0 | 0 | 0 |  |  |  | 0 | 0 | 0 | NO | ACCEPTED TO CONNECT | 0 | 0 | 0 | 0 | 0 |  | 1.2 | 1.1399999999999999 | 1.2 | 0 | 0 | 2017-09-01 00:00:00 |  | NO | NO |  | TO BE CONFIRMED |  |  | 2021-12-06 | 54.669978521189336, -2.824017504285429
MOORG0001M | MOORG0001M | MOORFIELD GENERATION | MOORFIELD DRIVE GENERATION |  |  | ACCRINGTON | LANCASHIRE | BB5 5TX | ENGLAND | 376044 | 431087 | PADIHAM GSP | HUNCOAT | - | 33 | ELECTRICITY NORTH WEST LIMITED | NATURAL GAS | ENGINE (COMBUSTION / RECIPROCATING) | NO | 0 | 0 | 21.18 |  |  |  | 0 | 0 | 0 |  |  |  | 0 | 0 | 0 | NO | CONNECTED | 21.18 | 20.121 | 21.18 | 0 | 0 | 2018-11-01 | 0 |  |  | 0 | 0 |  |  | NO | NO |  |  |  |  | 2021-12-06 | 53.7755615948998, -2.364981723214649
1640000587685 | 1640000587667 | MOOR HOUSE FARM SOLAR LIMITED | MOOR HOUSE SOLAR PARK | MOOR HOUSE FARM, WINSCALES | MOOR HOUSE FARM, WINSCALES | WORKINGTON | CUMBRIA | CA14 4JZ | ENGLAND | 301337 | 525389 | HARKER ENWL SGTS 1 2 3A 4 / HUTTON GSP GROUP | STAINBURN & SIDDICK | HDA NO1 & HDA NO2 | 11 | ELECTRICITY NORTH WEST LIMITED | PV | PHOTOVOLTAIC | NO | 0 | 0 | 4.587 |  |  |  | 0 | 0 | 0 |  |  |  | 0 | 0 | 0 | NO | CONNECTED | 4.587 | 4.3576 | 4.587 | 0.0475 | 0.05 | 2016-11-01 | 0 |  |  | 0 | 0 |  |  | NO | NO |  |  |  |  | 2021-12-06 | 54.613982316053566, -3.529266030683344
1650000076925 | 1650000076934 | CONRAD ENERGY (DEVELOPMENTS) LTD | MIDDLETON FLEXIBLE GAS | GREENGATE | MIDDLETON | MANCHESTER | GREATER MANCHESTER | M24 1RU | ENGLAND | 388663 | 404184 | WHITEGATE GSP | CHADDERTON | MIDDLETON JUNCTION | 11 | ELECTRICITY NORTH WEST LIMITED | NATURAL GAS | ENGINE (COMBUSTION / RECIPROCATING) | NO | 0 | 0 | 8.6 |  |  |  | 0 | 0 | 0 |  |  |  | 0 | 0 | 0 | NO | ACCEPTED TO CONNECT | 0 | 0 | 0 | 0 | 0 |  | 9.0526 | 8.6 | 9.0526315789473681 | 0 | 0 | 2019-05-21 00:00:00 |  | NO | NO |  | TO BE CONFIRMED |  |  | 2023-04-06 | 53.53418431796998, -2.1725146113680887
1640000612668 | 1640000612659 | UK POWER RESERVE MARTENS ROAD | MARTENS ROAD STOR | MARTENS ROAD | MARTENS ROAD | MANCHESTER | GREATER MANCHESTER | M44 5AX | ENGLAND | 371585 | 392248 | CARRINGTON ENWL SGTS 1B 2B 4 7 | CARRINGTON BSP | - | 33 | ELECTRICITY NORTH WEST LIMITED | NATURAL GAS | ENGINE (COMBUSTION / RECIPROCATING) | NO | 0 | 0 | 18 |  |  |  | 0 | 0 | 0 |  |  |  | 0 | 0 | 0 | NO | CONNECTED | 18 | 18 | 18.947 | 0.2375 | 0.25 | 2017-10-14 | 0 |  |  | 0 | 0 |  |  | NO | NO |  |  |  |  | 2021-12-06 | 53.42625154173322, -2.4290848411774766
DATA NOT AVAILABLE | DATA NOT AVAILABLE | ENGIE | MANCHESTER UNIVERSITY HOSPITAL BOILER HOUSE | OXFORD ROAD |  | MANCHESTER | GREATER MANCHESTER | M13 9WL | ENGLAND | 384903 | 396264 | BREDBURY GSP | LONGSIGHT | VICTORIA PARK | 6.6 | ELECTRICITY NORTH WEST LIMITED | FOSSIL - OIL | ENGINE (COMBUSTION / RECIPROCATING) | YES | 0 | 0 | 4.498 |  |  |  | 0 | 0 | 0 |  |  |  | 0 | 0 | 0 | NO | ACCEPTED TO CONNECT | 0 | 0 | 0 | 0 | 0 |  | 5.59 | 0 | 0 | 9.6995 | 10.21 | 2018-01-05 00:00:00 |  | NO | NO |  | TO BE CONFIRMED |  |  | 2021-12-06 | 53.46290128523244, -2.2288581814808612
1640000049447 | 1620001213390 | ROYAL MAIL | MANCHESTER MAIL CENTRE | 77 OLDHAM ROAD | 77 OLDHAM ROAD | MANCHESTER | GREATER MANCHESTER | M4 5AA | ENGLAND | 385021 | 398985 | WHITEGATE GSP | RED BANK | ANCOATS NORTH T11 & T12 | 6.6 | ELECTRICITY NORTH WEST LIMITED | FOSSIL - OIL | ENGINE (COMBUSTION / RECIPROCATING) | YES | 0 | 0 | 1.08 | FOSSIL - GAS | ENGINE (COMBUSTION / RECIPROCATING) |  | 0 | 0 | 0.285 |  |  |  | 0 | 0 | 0 | NO | CONNECTED | 1.365 | 0.95 | 1 | 1.1875 | 1.25 | 2012-06-01 | 0 |  |  | 0 | 0 |  |  | NO | NO |  |  |  |  | 2021-12-06 | 53.48736204060141, -2.2272116373683732
1620001683347 | 1620001683338 | ENOVERT NORTH LIMITED | LYMES WOOD LANDFILL SITE | VISTA ROAD | VISTA ROAD | ST HELENS | MERSEYSIDE | WA11 0RN | ENGLAND | 357241 | 396578 | BOLD | GOLBORNE | NEWTON LE WILLOWS | 11 | ELECTRICITY NORTH WEST LIMITED | BIOFUEL - LANDFILL GAS | ENGINE (COMBUSTION / RECIPROCATING) | NO | 0 | 0 | 1.03 |  |  |  | 0 | 0 | 0 |  |  |  | 0 | 0 | 0 | NO | CONNECTED | 1.03 | 1.425 | 1.5 | 0.0285 | 0.03 | 2014-05-14 | 0 |  |  | 0 | 0 |  |  | NO | NO |  |  |  |  | 2021-12-06 | 53.46419830346737, -2.6455259365853383
DATA NOT AVAILABLE | DATA NOT AVAILABLE | PENGEN | LOW DYKE | LOW DYKE | CALTHWAITE | PENRITH | CUMBRIA | CA11 9PS | ENGLAND | 346152 | 538804 | HARKER ENWL SGTS 1 2 3A 4 / HUTTON GSP GROUP | PENRITH & SHAP | HUTTON END & SKELTON C | 11 | ELECTRICITY NORTH WEST LIMITED | BATTERY | STORAGE - OTHER | NO | 0 | 1 | 6 |  |  |  | 0 | 0 | 0 |  |  |  | 0 | 0 | 0 | NO | ACCEPTED TO CONNECT | 0 | 0 | 0 | 0 | 0 |  | 6 | 5.6999999999999993 | 6 | 0 | 0 | 2017-08-03 00:00:00 |  | NO | NO |  | TO BE CONFIRMED |  |  | 2021-12-06 | 54.741302114543466, -2.837922576738413
1640000524212 | 1640000352360 | UNITED UTILITIES WATER LTD | LEIGH WWTW | HOPE CARR LANE | HOPE CARR LANE | LEIGH | GREATER MANCHESTER | WN7 3XB | ENGLAND | 366442 | 398747 | KEARSLEY 132 GSP | ATHERTON | BEDFORD | 11 | ELECTRICITY NORTH WEST LIMITED | NATURAL GAS | ENGINE (COMBUSTION / RECIPROCATING) | YES | 0 | 0 | 1.2 | SOLAR | PHOTOVOLTAIC |  | 0 | 0 | 1.14 |  |  |  | 0 | 0 | 0 | NO | CONNECTED | 2.34 | 1.1875 | 1.25 | 1.995 | 2.1 | 2016-08-09 | 0 |  |  | 0 | 0 |  |  | NO | NO |  |  |  |  | 2021-12-06 | 53.48436207210548, -2.507174942137512
DATA NOT AVAILABLE | DATA NOT AVAILABLE | LIGHTSOURCE RENEWABLE ENERGY HOLDINGS | LAWNS FARM, BALLAM ROAD, PEEL | LAWNS FARM | LAWNS FARM | BLACKPOOL | LANCASHIRE | FY8 4NG | ENGLAND | 336711 | 431047 | PENWORTHAM WEST GSP / STANAH GSP GROUP | LYTHAM | - | 33 | ELECTRICITY NORTH WEST LIMITED | PV | PHOTOVOLTAIC | NO | 0 | 0 | 20 |  |  |  | 0 | 0 | 0 |  |  |  | 0 | 0 | 0 | NO | ACCEPTED TO CONNECT | 0 | 0 | 0 | 0 | 0 |  | 21.0526 | 20 | 21.05263157894737 | 0 | 0 | 2018-11-06 00:00:00 |  | NO | NO |  | TO BE CONFIRMED |  |  | 2024-03-14 | 53.77189902934719, -2.9617372789555496
1640000578500 | 1620001343442 | UNITED UTILITIES WATER LTD | LAUNDWOOD PUMPING STATION |  |  | BLACKBURN | LANCASHIRE | BB9 8 | ENGLAND | 365359 | 445622 | PADIHAM GSP | PADIHAM | WHALLEY | 11 | ELECTRICITY NORTH WEST LIMITED | FOSSIL - OIL | ENGINE (COMBUSTION / RECIPROCATING) | NO | 0 | 0 | 1.02 |  |  |  | 0 | 0 | 0 |  |  |  | 0 | 0 | 0 | NO | CONNECTED | 1.02 | 0.475 | 0.5 | 0.45315 | 0.477 | 2015-12-01 | 0 |  |  | 0 | 0 |  |  | NO | NO |  |  |  |  | 2021-12-06 | 53.90559156697704, -2.5287504877560805
DATA NOT AVAILABLE | DATA NOT AVAILABLE | AMP ENERGY SERVICES LTD | LAND WEST OF CLARENCE STREET | CLARENCE STREET |  | STALYBRIDGE | GREATER MANCHESTER | SK15 1QH | ENGLAND | 395195 | 398656 | STALYBRIDGE GSP | HARTSHEAD-HEYROD | TAME VALLEY | 6.6 | ELECTRICITY NORTH WEST LIMITED | NATURAL GAS | ENGINE (COMBUSTION / RECIPROCATING) | NO | 0 | 0 | 2.5 |  |  |  | 0 | 0 | 0 |  |  |  | 0 | 0 | 0 | NO | ACCEPTED TO CONNECT | 0 | 0 | 0 | 0 | 0 |  | 2.5 | 2.375 | 2.5 | 0.0665 | 0.07 | 2019-01-22 00:00:00 |  | NO | NO |  | TO BE CONFIRMED |  |  | 2021-12-06 | 53.48459831031553, -2.0738779969191494
DATA NOT AVAILABLE | DATA NOT AVAILABLE | AMP ENERGY SERVICES LTD | LAND AND BUILDINGS NORTH EAST OF BRYN ROAD |  | ASHTON-IN-MAKERFIELD | WIGAN | GREATER MANCHESTER | WN4 8BU | ENGLAND | 357825 | 400391 | SPEN - OUT OF AREA | GOLBORNE | ASHTON (GOLBORNE) | 11 | ELECTRICITY NORTH WEST LIMITED | NATURAL GAS | ENGINE (COMBUSTION / RECIPROCATING) | NO | 0 | 0 | 7 |  |  |  | 0 | 0 | 0 |  |  |  | 0 | 0 | 0 | NO | ACCEPTED TO CONNECT | 0 | 0 | 0 | 0 | 0 |  | 7 | 6.6499999999999995 | 7 | 0.1425 | 0.15 | 2019-08-09 00:00:00 |  | NO | NO |  | TO BE CONFIRMED |  |  | 2021-12-06 | 53.49851629267766, -2.637243579435451
DATA NOT AVAILABLE | 1600000135037 | THE FIRST MILK CHEESE COMPANY LIMITED | LAKE DISTRICT CREAMERY | STATION ROAD |  | WIGTON | CUMBRIA | CA7 2AR | ENGLAND | 314400 | 541175 | HARKER ENWL SGTS 1 2 3A 4 / HUTTON GSP GROUP | STAINBURN & SIDDICK | ASPATRIA | 11 | ELECTRICITY NORTH WEST LIMITED | NATURAL GAS | ENGINE (COMBUSTION / RECIPROCATING) | NO | 0 | 0 | 0.5 | BIOFUEL - BIOGAS FROM ANAEROBIC DIGESTION (EXCLUDING LANDFILL & SEWAGE) | ENGINE (COMBUSTION / RECIPROCATING) |  | 0 | 0 | 0.475 |  |  |  | 0 | 0 | 0 | NO | CONNECTED | 0.975 | 0 | 0 | 2.85 | 3 | 2014-07-01 | 0 |  |  | 0 | 0 |  |  | NO | NO |  |  |  |  | 2021-12-06 | 54.758192713291606, -3.3316930860785594
DATA NOT AVAILABLE | DATA NOT AVAILABLE | FORTUM CARLISLE LIMITED | KINGMOOR PARK | KINGMOOR PARK | KINGMOOR PARK | CARLISLE | CUMBRIA | CA6 4SJ | ENGLAND | 338363 | 560247 | HARKER ENWL SGTS 1 2 3A 4 / HUTTON GSP GROUP | CARLISLE | - | 33 | ELECTRICITY NORTH WEST LIMITED | NATURAL GAS | ENGINE (COMBUSTION / RECIPROCATING) | NO | 0 | 0 | 25 |  |  |  | 0 | 0 | 0 |  |  |  | 0 | 0 | 0 | NO | ACCEPTED TO CONNECT | 0 | 0 | 0 | 0 | 0 |  | 26.3158 | 25 | 26.315789473684212 | 0 | 0 | 2017-03-30 00:00:00 | 2025-05-31 00:00:00 | NO | NO |  | TO BE CONFIRMED |  | TR-01 | 2021-12-06 | 54.933073857562924, -2.9634681288177402
1640000285020 | 1600000132036 | KELLOGG COMPANY OF GREAT BRITAIN, LIMITED | KELLOGGS | PARK ROAD | PARK ROAD | MANCHESTER | GREATER MANCHESTER | M32 8RA | ENGLAND | 379549 | 395879 | SOUTH MANCHESTER GSP | STRETFORD | PRIVATE SUBSTATION | 6.6 | ELECTRICITY NORTH WEST LIMITED | NATURAL GAS | ENGINE (COMBUSTION / RECIPROCATING) | NO | 0 | 0 | 4 |  |  |  | 0 | 0 | 0 |  |  |  | 0 | 0 | 0 | NO | CONNECTED | 4 | 3.8 | 4 | 10.45 | 11 | 2012-12-01 | 0 |  |  | 0 | 0 |  |  | NO | NO |  |  |  |  | 2021-12-06 | 53.45925894418949, -2.309473732315731
MANX-03M2M | MANX-03M2M | DATA NOT AVAILABLE | ISLE OF MAN INTERCONNECTOR |  |  | BLACKPOOL | LANCASHIRE |  | ENGLAND | 332356 | 439729 | PENWORTHAM WEST GSP / STANAH GSP GROUP | - | - | 132 | ELECTRICITY NORTH WEST LIMITED | OTHER | INTERCONNECTOR | NO | 0 | 0 | 67 |  |  |  | 0 | 0 | 0 |  |  |  | 0 | 0 | 0 | NO | CONNECTED | 67 | 0 | 0 | 0 | 0 | 2018-09-01 | 0 |  |  | 0 | 0 |  |  | NO | NO |  |  |  |  | 2021-12-06 | 53.849371374429715, -3.0297134945974675
DATA NOT AVAILABLE | DATA NOT AVAILABLE | ENERGY CONTOUR | HYNDBURN WINDFARM EXTENSION | HASLINGDON OLD ROAD | OSWALDTWISTLE | BLACKBURN | LANCASHIRE | BB5 3RP | ENGLAND | 373431 | 425450 | PENWORTHAM EAST GSP / ROCHDALE SGT 1 GROUP | BLACKBURN | - | 33 | ELECTRICITY NORTH WEST LIMITED | WIND | ONSHORE WIND TURBINES | NO | 0 | 0 | 8.2 |  |  |  | 0 | 0 | 0 |  |  |  | 0 | 0 | 0 | NO | ACCEPTED TO CONNECT | 0 | 0 | 0 | 0 | 0 |  | 8.6316 | 8.1999999999999993 | 8.6315789473684212 | 0 | 0 | 2013-10-28 00:00:00 |  | NO | NO |  | TO BE CONFIRMED |  |  | 2024-03-14 | 53.724770020162524, -2.4041427422821213
DATA NOT AVAILABLE | DATA NOT AVAILABLE | VEOLIA ES (UK) LIMITED | HEYSHAM GATEWAY ERF | MIDDLETON BUSINESS PARK | MIDDLETON BUSINESS PARK | LANCASTER | LANCASHIRE | LA3 3PX | ENGLAND | 342288 | 458973 | HEYSHAM GSP | - | - | 132 | ELECTRICITY NORTH WEST LIMITED | OTHER | OTHER | NO | 0 | 0 | 34 |  |  |  | 0 | 0 | 0 |  |  |  | 0 | 0 | 0 | NO | ACCEPTED TO CONNECT | 0 | 0 | 0 | 0 | 0 |  | 35.7895 | 34 | 35.789473684210527 | 0 | 0 | 2020-01-20 00:00:00 |  | NO | NO |  | TO BE CONFIRMED |  | TR-03 | 2021-12-06 | 54.023511848986075, -2.8824050181842344
1640000082295 | 1640000082286 | INNOGY RENEWABLES UK LIMITED | HELLRIGG WIND FARM | PARK HEAD FARM | SILLOTH | WIGTON | CUMBRIA | CA7 4PZ | ENGLAND | 313653 | 551058 | HARKER ENWL SGTS 1 2 3A 4 / HUTTON GSP GROUP | CARLISLE | - | 33 | ELECTRICITY NORTH WEST LIMITED | WIND | ONSHORE WIND TURBINES | NO | 0 | 0 | 10 |  |  |  | 0 | 0 | 0 |  |  |  | 0 | 0 | 0 | NO | CONNECTED | 10 | 8.74 | 9.2 | 0.152 | 0.16 | 2011-08-22 | 0 |  |  | 0 | 0 |  |  | NO | NO |  |  |  |  | 2021-12-06 | 54.846853296211385, -3.346246408031049
1620001622362 | 1620001622353 | HAVERIGG III LIMITED | HAVERIGG WIND FARM | HAVERIGG AIRFIELD |  | MILLOM | CUMBRIA | LA18 4JB | ENGLAND | 313366 | 479111 | HARKER ENWL SGTS 1 2 3A 4 / HUTTON GSP GROUP | ULVERSTON | ASKAM & DALTON | 11 | ELECTRICITY NORTH WEST LIMITED | WIND | ONSHORE WIND TURBINES | NO | 0 | 0 | 1.7 |  |  |  | 0 | 0 | 0 |  |  |  | 0 | 0 | 0 | NO | CONNECTED | 1.7 | 1.615 | 1.7 | 0.038 | 0.04 | 2004-10-04 | 0 |  |  | 0 | 0 |  |  | NO | NO |  |  |  |  | 2021-12-06 | 54.200402722333365, -3.329539821266023
DATA NOT AVAILABLE | DATA NOT AVAILABLE | HAMBLEDON WIND LTD | HAMELDON WIND FARM | BILLINGTON ROAD | BILLINGTON ROAD | BURNLEY | LANCASHIRE | BB11 5QQ | ENGLAND | 382003 | 430369 | ROCHDALE SGTS 2 3 4 | BURNLEY | - | 33 | ELECTRICITY NORTH WEST LIMITED | WIND | ONSHORE WIND TURBINES | NO | 0 | 0 | 7.5 |  |  |  | 0 | 0 | 0 |  |  |  | 0 | 0 | 0 | NO | ACCEPTED TO CONNECT | 0 | 0 | 0 | 0 | 0 |  | 7.8947 | 7.5 | 7.8947368421052637 | 0 | 0 | 2015-08-10 00:00:00 |  | NO | NO |  | TO BE CONFIRMED |  |  | 2023-04-06 | 53.76934962707069, -2.274520749805937
1630000220685 | 1630000220676 | INNOGY RENEWABLES UK LIMITED | HAMELDON HILL WIND FARM | BILLINGTON ROAD | HAPTON | BURNLEY | LANCASHIRE | BB11 5QQ | ENGLAND | 380997 | 430297 | PADIHAM GSP | HUNCOAT | - | 33 | ELECTRICITY NORTH WEST LIMITED | WIND | ONSHORE WIND TURBINES | NO | 0 | 0 | 4.5 |  |  |  | 0 | 0 | 0 |  |  |  | 0 | 0 | 0 | NO | CONNECTED | 4.5 | 0.038 | 0.04 | 0.038 | 0.04 | 2007-06-01 | 0 |  |  | 0 | 0 |  |  | NO | NO |  |  |  |  | 2021-12-06 | 53.768666549034805, -2.2897785685110255
1640000701723 | 1640000701732 | HALLBURN FARM LTD | HALLBURN FARM |  | LONGTOWN | CARLISLE | CUMBRIA | CA6 5TW | ENGLAND | 341545 | 568510 | HARKER ENWL SGTS 1 2 3A 4 / HUTTON GSP GROUP | CARLISLE | - | 33 | ELECTRICITY NORTH WEST LIMITED | WIND | ONSHORE WIND TURBINES | NO | 0 | 0 | 13.2 |  |  |  | 0 | 0 | 0 |  |  |  | 0 | 0 | 0 | NO | CONNECTED | 13.2 | 11.685 | 12.3 | 0.285 | 0.3 | 2018-03-01 | 0 |  |  | 0 | 0 |  |  | NO | NO |  |  |  |  | 2021-12-06 | 55.00770083958605, -2.915503140187949
1640000544501 | 1640000544496 | GRIMSARGH SOLAR LTD | GRIMSARGH SOLAR |  | GRIMSARGH | PRESTON | LANCASHIRE | PR2 5LE | ENGLAND | 358897 | 433259 | PENWORTHAM EAST GSP / ROCHDALE SGT 1 GROUP | PRESTON EAST | PRESTON EAST | 6.6 | ELECTRICITY NORTH WEST LIMITED | PV | PHOTOVOLTAIC | NO | 0 | 0 | 2.475 |  |  |  | 0 | 0 | 0 |  |  |  | 0 | 0 | 0 | NO | CONNECTED | 2.475 | 2.3512 | 2.475 | 0.02375 | 0.025 | 2016-03-01 | 0 |  |  | 0 | 0 |  |  | NO | NO |  |  |  |  | 2021-12-06 | 53.79400750888362, -2.625442234364146
1640000589743 | 1640000589734 | EQUORIUM PROPERTY COMPANY LIMITED | GREENGILL FARM AD | GREENGILL |  | PENRITH | CUMBRIA | CA11 8SE | ENGLAND | 351389 | 532694 | HARKER ENWL SGTS 1 2 3A 4 / HUTTON GSP GROUP | PENRITH & SHAP | NEWTONGATE T11 & T12 | 11 | ELECTRICITY NORTH WEST LIMITED | BIOFUEL - LANDFILL GAS | ENGINE (COMBUSTION / RECIPROCATING) | NO | 0 | 0 | 2.4 |  |  |  | 0 | 0 | 0 |  |  |  | 0 | 0 | 0 | NO | CONNECTED | 2.4 | 2.3256 | 2.448 | 1.235 | 1.3 | 2016-12-01 | 0 |  |  | 0 | 0 |  |  | NO | NO |  |  |  |  | 2021-12-06 | 54.686933788395116, -2.755564589631693
1640000534239 | 1640000534220 | NEW NRG 4 LTD | GREAVES FARM | POPPLEMIRE LANE | OLD HUTTON | KENDAL | CUMBRIA | LA8 0NA | ENGLAND | 355337 | 488597 | HARKER ENWL SGTS 1 2 3A 4 / HUTTON GSP GROUP | KENDAL (PARKSIDE RD) | KENDAL | 11 | ELECTRICITY NORTH WEST LIMITED | PV | PHOTOVOLTAIC | NO | 0 | 0 | 4 |  |  |  | 0 | 0 | 0 |  |  |  | 0 | 0 | 0 | NO | CONNECTED | 4 | 3.8 | 4 | 0.03325 | 0.035 | 2016-03-01 | 0 |  |  | 0 | 0 |  |  | NO | NO |  |  |  |  | 2021-12-06 | 54.29103302888667, -2.6876442317766824
1620000257475 | 1600000097710 | GREAT ORTON WINDFARM II LTD | GREAT ORTON WIND FARM | THE AIRFIELD | GREAT ORTON | CARLISLE | CUMBRIA | CA5 6NJ | ENGLAND | 331572 | 553020 | HARKER ENWL SGTS 1 2 3A 4 / HUTTON GSP GROUP | CARLISLE | MORTON PARK & PIRELLI | 11 | ELECTRICITY NORTH WEST LIMITED | WIND | ONSHORE WIND TURBINES | NO | 0 | 0 | 2.64 |  |  |  | 0 | 0 | 0 |  |  |  | 0 | 0 | 0 | NO | CONNECTED | 2.64 | 2.85 | 3 | 0.038 | 0.04 | 1997-03-01 | 0 |  |  | 0 | 0 |  |  | NO | NO |  |  |  |  | 2021-12-06 | 54.86725487087914, -3.0677125062746597
1640000565636 | 1640000565627 | UK POWER RESERVE GLOBE LANE | GLOBE LANE STOR | GLOBE UNDUSTRIAL PARK, GLOBE LANE |  | DUKINFIELD | CHESHIRE | SK16 4RE | ENGLAND | 393997 | 397007 | STALYBRIDGE GSP | HYDE | - | 33 | ELECTRICITY NORTH WEST LIMITED | NATURAL GAS | ENGINE (COMBUSTION / RECIPROCATING) | NO | 0 | 0 | 20 |  |  |  | 0 | 0 | 0 |  |  |  | 0 | 0 | 0 | NO | CONNECTED | 20 | 19 | 20 | 0.475 | 0.5 | 2017-10-14 | 0 |  |  | 0 | 0 |  |  | NO | NO |  |  |  |  | 2021-12-06 | 53.46976382990398, -2.0918993019447827
1650000186024 | 1650000186015 | WEST DIDSBURY STORAGE LTD | FAIRY LANE (ESS OPTION) | FAIRY LANE | - | SALE | GREATER MANCHESTER | M33 2JU | ENGLAND | 381510 | 391435 | SOUTH MANCHESTER GSP |  |  | 132 | ELECTRICITY NORTH WEST LIMITED | BATTERY | STORAGE - ELECTROCHEMICAL (BATTERIES) | NO | 0 | 1 | 49.9 |  |  |  | 0 | 0 | 0 |  |  |  | 0 | 0 | 0 | NO | CONNECTED | 49.9 | 49.9 | 0 | 49.9 | 0 | 2023-11-17 | 0 |  |  | 0 | 0 |  |  | NO | NO |  | TO BE CONFIRMED |  |  | 2024-03-14 | 53.41938744632067, -2.2796774366509664
1630000403060 | 1620000398404 | NETWORK RAIL INFRASTRUCTURE LIMITED | EDGELEY RAILWAY STATION | STOCKHOLM ROAD |  | STOCKPORT | GREATER MANCHESTER | SK3 9PN | ENGLAND | 389049 | 388846 | BREDBURY GSP | - | - | 25 | ELECTRICITY NORTH WEST LIMITED | NATURAL GAS | ENGINE (COMBUSTION / RECIPROCATING) | NO | 0 | 0 | 2 |  |  |  | 0 | 0 | 0 |  |  |  | 0 | 0 | 0 | NO | CONNECTED | 2 | 1.9 | 2 | 11.4 | 12 | 2000-06-13 | 0 |  |  | 0 | 0 |  |  | NO | NO |  |  |  |  | 2021-12-06 | 53.39632820490549, -2.166150913948415
1640000537513 | 1600000172410 | SAINSBURYS SUPERMARKETS LTD | 2, BARN CROFT | HALL WOOD AVENUE | HAYDOCK | ST. HELENS | MERSEYSIDE | WA11 9WB | ENGLAND | 356736 | 398026 | BOLD | GOLBORNE | HAYDOCK | 11 | ELECTRICITY NORTH WEST LIMITED | PV | PHOTOVOLTAIC | YES | 0 | 0 | 1.784 |  |  |  | 0 | 0 | 0 |  |  |  | 0 | 0 | 0 | NO | CONNECTED | 1.784 | 0 | 0 | 1.52 | 1.6 | 2016-03-18 | 0 |  |  | 0 | 0 |  |  | NO | NO |  |  |  |  | 2021-12-06 | 53.477171382922904, -2.6533318895987463
1620000276900 | 1600000162030 | STOCKPORT MBC | DALSTON ROAD | STOPFORD HOUSE, PICCADILLY |  | STOCKPORT | GREATER MANCHESTER | SK1 3DY | ENGLAND | 389652 | 389947 | BREDBURY GSP | VERNON PARK | PORTWOOD | 6.6 | ELECTRICITY NORTH WEST LIMITED | FOSSIL - OIL | ENGINE (COMBUSTION / RECIPROCATING) | YES | 0 | 0 | 1.04 | SOLAR | PHOTOVOLTAIC |  | 0 | 0 | 0.02185 |  |  |  | 0 | 0 | 0 | NO | CONNECTED | 1.0618 | 0.893 | 0.94 | 0.81415 | 0.857 | 2016-08-10 | 0 |  |  | 0 | 0 |  |  | NO | NO |  |  |  |  | 2021-12-06 | 53.40623685990305, -2.1571192722448047
DATA NOT AVAILABLE | 1620000279707 | SCA HYGIENE PRODUCTS MANCHESTER LTD | WORTHINGTON HOUSE, STOTT LANE | TRAFFORD PARK ROAD | TRAFFORD PARK | MANCHESTER | GREATER MANCHESTER | M17 1EQ | ENGLAND | 378924 | 397975 | CARRINGTON ENWL SGTS 1B 2B 4 7 | BARTON | TRAFFORD PARK NORTH | 11 | ELECTRICITY NORTH WEST LIMITED | FOSSIL - OIL | ENGINE (COMBUSTION / RECIPROCATING) | YES | 0 | 0 | 1.2 |  |  |  | 0 | 0 | 0 |  |  |  | 0 | 0 | 0 | NO | CONNECTED | 1.2 | 0 | 0 | 15.2 | 16 | 1999-04-01 | 0 |  |  | 0 | 0 |  |  | NO | NO |  |  |  |  | 2021-12-06 | 53.47807367847974, -2.3190278656037386
1640000630816 | 1640000630807 | MOSS THORN SOLAR LTD | LOWER ECCLESHILL ROAD | PALLET HILL |  | PENRITH | CUMBRIA | CA11 0BY | ENGLAND | 348399 | 530583 | HARKER ENWL SGTS 1 2 3A 4 / HUTTON GSP GROUP | PENRITH & SHAP | NEWTONGATE T11 & T12 | 11 | ELECTRICITY NORTH WEST LIMITED | PV | PHOTOVOLTAIC | YES | 0 | 0 | 4.08 |  |  |  | 0 | 0 | 0 |  |  |  | 0 | 0 | 0 | NO | CONNECTED | 4.08 | 3.876 | 4.08 | 0.0475 | 0.05 | 2017-03-14 | 0 |  |  | 0 | 0 |  |  | NO | NO |  |  |  |  | 2021-12-06 | 54.667666756705636, -2.8015661772304505
1640000531460 | 1640000531441 | OCTOPUS INVESTMENTS | ALDON WAY | WELTON ROAD | DALSTON | CARLISLE | CUMBRIA | CA5 7EL | ENGLAND | 335787 | 546591 | HARKER ENWL SGTS 1 2 3A 4 / HUTTON GSP GROUP | CARLISLE | SEBERGHAM | 11 | ELECTRICITY NORTH WEST LIMITED | PV | PHOTOVOLTAIC | YES | 0 | 0 | 4 |  |  |  | 0 | 0 | 0 |  |  |  | 0 | 0 | 0 | NO | CONNECTED | 4 | 3.99 | 4.2 | 0.0399 | 0.042 | 2016-03-01 | 0 |  |  | 0 | 0 |  |  | NO | NO |  |  |  |  | 2021-12-06 | 54.81004979835977, -3.0006191131917195
DATA NOT AVAILABLE | 1600000138924 | PIRELLI UK TYRES LTD | JAMESON ROAD | DALSTON ROAD |  | CARLISLE | CUMBRIA | CA2 6AR | ENGLAND | 339060 | 553546 | HARKER ENWL SGTS 1 2 3A 4 / HUTTON GSP GROUP | CARLISLE | MORTON PARK & PIRELLI | 11 | ELECTRICITY NORTH WEST LIMITED | WIND | ONSHORE WIND TURBINES | YES | 0 | 0 | 2 |  |  |  | 0 | 0 | 0 |  |  |  | 0 | 0 | 0 | NO | CONNECTED | 2 | 0 | 0 | 4.75 | 5 | 2008-08-01 | 0 |  |  | 0 | 0 |  |  | NO | NO |  |  |  |  | 2021-12-06 | 54.87295073011459, -2.951171311594213
1620000297050 | 1620000296260 | THRIVE RENEWABLES (HAVERIGG II) LTD | THORNTON WASTE TECHNOLOGY PARK, FLEETWOOD ROAD NORTH | KIRKSANTON AIRFIELD, NORTH LANE | HAVERIGG | MILLOM | CUMBRIA | LA18 4NA | ENGLAND | 314368.54599999997 | 479447.11900000001 | HARKER ENWL SGTS 1 2 3A 4 / HUTTON GSP GROUP | ULVERSTON | ASKAM & DALTON | 11 | ELECTRICITY NORTH WEST LIMITED | WIND | ONSHORE WIND TURBINES | YES | 0 | 0 | 1.25 |  |  |  | 0 | 0 | 0 |  |  |  | 0 | 0 | 0 | NO | CONNECTED | 1.25 | 2.375 | 2.5 | 0.038 | 0.04 | 1998-07-01 | 0 |  |  | 0 | 0 |  |  | NO | NO |  |  |  |  | 2021-12-06 | 54.20359136205231, -3.3142718243648934
1630000408148 | 1620000145890 | NETWORK RAIL INFRASTRUCTURE LIMITED | KINGSWAY BUSINESS PARK | MICHAEL FARADAY AVENUE | NATLAND | KENDAL | CUMBRIA | LA9 7QT | ENGLAND | 352026 | 488638 | HARKER ENWL SGTS 1 2 3A 4 / HUTTON GSP GROUP | - | - | 25 | ELECTRICITY NORTH WEST LIMITED | NATURAL GAS | ENGINE (COMBUSTION / RECIPROCATING) | YES | 0 | 0 | 4 |  |  |  | 0 | 0 | 0 |  |  |  | 0 | 0 | 0 | NO | CONNECTED | 4 | 3.8 | 4 | 14.25 | 15 | 2000-06-20 | 0 |  |  | 0 | 0 |  |  | NO | NO |  |  |  |  | 2021-12-06 | 54.29110066211345, -2.738512060542329
1620000366884 | 1600000175712 | SOFIDEL UK LIMITED | PITT STREET | LANSIL WAY |  | LANCASTER | LANCASHIRE | LA1 3QY | ENGLAND | 348366 | 463658 | HEYSHAM GSP | LANCASTER | LANCASTER | 11 | ELECTRICITY NORTH WEST LIMITED | NATURAL GAS | ENGINE (COMBUSTION / RECIPROCATING) | YES | 0 | 0 | 4.8 |  |  |  | 0 | 0 | 0 |  |  |  | 0 | 0 | 0 | NO | CONNECTED | 4.8 | 0.038 | 0.04 | 4.1772 | 4.397 | 2000-08-31 | 0 |  |  | 0 | 0 |  |  | NO | NO |  |  |  |  | 2021-12-06 | 54.06625988654009, -2.7904397339671188
DATA NOT AVAILABLE | 1630000692620 | SALFORD ROYAL NHS FOUNDATION TRUST | WORTHINGTON HOUSE | STOTT LANE |  | SALFORD | GREATER MANCHESTER | M6 8WH | ENGLAND | 378744 | 399162 | KEARSLEY 132 GSP | FREDERICK RD | WEASTE | 6.6 | ELECTRICITY NORTH WEST LIMITED | FOSSIL - OIL | ENGINE (COMBUSTION / RECIPROCATING) | YES | 0 | 0 | 3.1 | FOSSIL - GAS | ENGINE (COMBUSTION / RECIPROCATING) |  | 0 | 0 | 2.9592 |  |  |  | 0 | 0 | 0 | NO | CONNECTED | 6.0592 | 0 | 0 | 5.225 | 5.5 | 2009-10-01 | 0 |  |  | 0 | 0 |  |  | NO | NO |  |  |  |  | 2021-12-06 | 53.488735500525216, -2.321820745617288
1640000814427 | 1640000795410 | MARK HENSOR | STYAL ROAD | HULLEY ROAD |  | MACCLESFIELD | CHESHIRE | SK10 2LP | ENGLAND | 392618 | 374981 | MACCLESFIELD 33 GSP | - | - | 33 | ELECTRICITY NORTH WEST LIMITED | BATTERY | STORAGE - ELECTROCHEMICAL (BATTERIES) | YES | 0 | 0 | 20 |  |  |  | 0 | 0 | 0 |  |  |  | 0 | 0 | 0 | NO | CONNECTED | 20 | 19 | 20 | 19 | 20 | 2019-07-01 | 0 |  |  | 0 | 0 |  |  | NO | YES |  |  |  |  | 2021-12-06 | 53.271763455973854, -2.112150637616011
DATA NOT AVAILABLE | 1600000133759 | GEC | STRAND ROAD |  |  | PRESTON | LANCASHIRE | PR1 8XL | ENGLAND | 352522 | 429661 | PENWORTHAM EAST GSP / ROCHDALE SGT 1 GROUP | RIBBLE | DOUGLAS ST | 6.6 | ELECTRICITY NORTH WEST LIMITED | FOSSIL - OIL | ENGINE (COMBUSTION / RECIPROCATING) | YES | 0 | 0 | 1 |  |  |  | 0 | 0 | 0 |  |  |  | 0 | 0 | 0 | NO | CONNECTED | 1 | 0 | 0 | 1.1343 | 1.194 | 2000-08-10 | 0 |  |  | 0 | 0 |  |  | NO | NO |  |  |  |  | 2021-12-06 | 53.7611273769849, -2.7216544156049736
DATA NOT AVAILABLE | 1620000595780 | CROWN PAINTS LTD. | LOWER ECCLESHILL ROAD | LOWER ECCLESHILL ROAD |  | DARWEN | LANCASHIRE | BB3 0RP | ENGLAND | 369081 | 423001 | PENWORTHAM EAST GSP / ROCHDALE SGT 1 GROUP | LOWER DARWEN | ALBION ST | 11 | ELECTRICITY NORTH WEST LIMITED | NATURAL GAS | ENGINE (COMBUSTION / RECIPROCATING) | YES | 0 | 0 | 2.55 |  |  |  | 0 | 0 | 0 |  |  |  | 0 | 0 | 0 | NO | CONNECTED | 2.55 | 0 | 0 | 2.85 | 3 | 2000-08-02 | 0 |  |  | 0 | 0 |  |  | NO | NO |  |  |  |  | 2021-12-06 | 53.70251834151268, -2.469821131665607
1640000768658 | 1640000768649 | SHOVEL READY 7 LIMITED | RELIANCE STREET | VENTURE ROAD |  | FLEETWOOD | LANCASHIRE | FY7 8RS | ENGLAND | 333211 | 444748 | PENWORTHAM WEST GSP / STANAH GSP GROUP | THORNTON | ROSSALL | 11 | ELECTRICITY NORTH WEST LIMITED | NATURAL GAS | ENGINE (COMBUSTION / RECIPROCATING) | YES | 0 | 0 | 8.5 |  |  |  | 0 | 0 | 0 |  |  |  | 0 | 0 | 0 | NO | CONNECTED | 8.5 | 8.55 | 9 | 0.475 | 0.5 | 2018-09-01 | 0 |  |  | 0 | 0 |  |  | NO | YES |  |  |  |  | 2021-12-06 | 53.89458507714352, -3.0178140982013963
1620001492640 | 1620001492622 | CLARE LANKESTER | JAMESON ROAD | JAMESON ROAD |  | FLEETWOOD | LANCASHIRE | FY7 7AA | ENGLAND | 333042 | 445728 | PENWORTHAM WEST GSP / STANAH GSP GROUP | THORNTON | ROSSALL | 6.6 | ELECTRICITY NORTH WEST LIMITED | BIOFUEL - LANDFILL GAS | ENGINE (COMBUSTION / RECIPROCATING) | YES | 0 | 0 | 2.13 |  |  |  | 0 | 0 | 0 |  |  |  | 0 | 0 | 0 | NO | CONNECTED | 2.13 | 1.995 | 2.1 | 0.0665 | 0.07 | 2004-07-04 | 0 |  |  | 0 | 0 |  |  | NO | NO |  |  |  |  | 2021-12-06 | 53.90336989272835, -3.020599992312663
DATA NOT AVAILABLE | 1600000138260 | DATA NOT AVAILABLE | LANCS ENTERPRISES BUSINESS PARK | CENTURION WAY | FARINGTON | LEYLAND | LANCASHIRE | PR26 6TZ | ENGLAND | 353995 | 423596 | PENWORTHAM WEST GSP / STANAH GSP GROUP | LEYLAND | - | 33 | ELECTRICITY NORTH WEST LIMITED | FOSSIL - OIL | ENGINE (COMBUSTION / RECIPROCATING) | YES | 0 | 0 | 7.62 |  |  |  | 0 | 0 | 0 |  |  |  | 0 | 0 | 0 | NO | CONNECTED | 7.62 | 0 | 0 | 4.75 | 5 | 2004-03-31 | 0 |  |  | 0 | 0 |  |  | NO | NO |  |  |  |  | 2021-12-06 | 53.70675136457525, -2.698408454368587
DATA NOT AVAILABLE | 1640000202060 | ASDA | ASDA CDC ROCHDALE | JOHN MILNE AVENUE |  | ROCHDALE | GREATER MANCHESTER | OL16 4NG | ENGLAND | 391615 | 411225 | ROCHDALE SGTS 2 3 4 | BELFIELD | KINGSWAY | 11 | ELECTRICITY NORTH WEST LIMITED | FOSSIL - OIL | ENGINE (COMBUSTION / RECIPROCATING) | YES | 0 | 0 | 2.428 | FOSSIL - OIL | ENGINE (COMBUSTION / RECIPROCATING) |  | 0 | 0 | 0.19 | SOLAR | PHOTOVOLTAIC |  | 0 | 0 | 0 | NO | CONNECTED | 2.618 | 0 | 0 | 1.6017 | 1.686 | 2012-09-01 | 0 |  |  | 0 | 0 |  |  | NO | NO |  |  |  |  | 2021-12-06 | 53.5975268731939, -2.1281687309346413
DATA NOT AVAILABLE | 1640000047004 | J D SPORTS FASHION PLC | KINGSWAY BUSINESS PARK | MICHAEL FARADAY AVENUE |  | ROCHDALE | GREATER MANCHESTER | OL16 4FW | ENGLAND | 391542 | 412476 | ROCHDALE SGTS 2 3 4 | BELFIELD | KINGSWAY | 11 | ELECTRICITY NORTH WEST LIMITED | BIOMASS | STEAM TURBINE (THERMAL POWER PLANT) | YES | 0 | 0 | 1.5 |  |  |  | 0 | 0 | 0 |  |  |  | 0 | 0 | 0 | NO | CONNECTED | 1.5 | 0 | 0 | 2.28 | 2.4 | 2012-05-01 | 0 |  |  | 0 | 0 |  |  | NO | NO |  |  |  |  | 2021-12-06 | 53.60876995548888, -2.129306151755007
1640000068227 | 1630000844202 | VIRIDOR WASTE (GREATER MANCHESTER) LIMITED | LONGLEY LANE | LONGLEY LANE | NORTHENDEN | MANCHESTER | GREATER MANCHESTER | M22 4RQ | ENGLAND | 383554 | 388982 | SOUTH MANCHESTER GSP | WEST DIDSBURY | NORTHENDEN | 6.6 | ELECTRICITY NORTH WEST LIMITED | BIOFUEL - LANDFILL GAS | ENGINE (COMBUSTION / RECIPROCATING) | YES | 0 | 0 | 2.19 |  |  |  | 0 | 0 | 0 |  |  |  | 0 | 0 | 0 | NO | CONNECTED | 2.19 | 2.375 | 2.5 | 2.85 | 3 | 2010-11-01 | 0 |  |  | 0 | 0 |  |  | NO | NO |  |  |  |  | 2021-12-06 | 53.39740687999334, -2.2487936903734527
DATA NOT AVAILABLE | 1600000135923 | LANXESS SOLUTIONS UK LTD | GREAT LAKES CHEMICAL CORPORATION | TENAX ROAD | TRAFFORD PARK | MANCHESTER | GREATER MANCHESTER | M17 1WT | ENGLAND | 378622 | 396963 | CARRINGTON ENWL SGTS 1B 2B 4 7 | BARTON | LYONS RD | 6.6 | ELECTRICITY NORTH WEST LIMITED | NATURAL GAS | ENGINE (COMBUSTION / RECIPROCATING) | YES | 0 | 0 | 1.25 |  |  |  | 0 | 0 | 0 |  |  |  | 0 | 0 | 0 | NO | CONNECTED | 1.25 | 0 | 0 | 2.185 | 2.3 | 1996-09-30 | 0 |  |  | 0 | 0 |  |  | NO | NO |  |  |  |  | 2021-12-06 | 53.468965273936924, -2.3235088909789408
DATA NOT AVAILABLE | 1600000148286 | ALDERLEY PARK LIMITED | ALDERLEY HOUSE | ALDERLEY PARK |  | MACCLESFIELD | CHESHIRE | SK10 4TF | ENGLAND | 384733 | 375605 | SOUTH MANCHESTER GSP | MOSS NOOK | ALDERLEY & CHELFORD | 11 | ELECTRICITY NORTH WEST LIMITED | DATA NOT AVAILABLE | DATA NOT AVAILABLE | YES | 0 | 0 | 1.799 |  |  |  | 0 | 0 | 0 |  |  |  | 0 | 0 | 0 | NO | CONNECTED | 1.799 | 0 | 0 | 4.275 | 4.5 | 2001-02-07 | 0 |  |  | 0 | 0 |  |  | NO | NO |  |  |  |  | 2021-12-06 | 53.277202326140454, -2.230413347645056
1620000622325 | 1620000622316 | NETWORK RAIL INFRASTRUCTURE LIMITED | STYAL ROAD | STYAL ROAD |  | MANCHESTER | GREATER MANCHESTER | M22 5TN | ENGLAND | 384034 | 384984 | SOUTH MANCHESTER GSP | - | - | 25 | ELECTRICITY NORTH WEST LIMITED | NATURAL GAS | ENGINE (COMBUSTION / RECIPROCATING) | YES | 0 | 0 | 3 |  |  |  | 0 | 0 | 0 |  |  |  | 0 | 0 | 0 | NO | CONNECTED | 3 | 2.85 | 3 | 11.4 | 12 | 2000-06-01 | 0 |  |  | 0 | 0 |  |  | NO | NO |  |  |  |  | 2021-12-06 | 53.36148566289297, -2.2413716008001336
1640000786382 | 1640000783080 | ILKESTON POWER LIMITED | SITE 1 (A), ILKESTON POWER LIMITED | GRAPHITE WAY | HADFIELD | GLOSSOP | DERBYSHIRE | SK13 1QH | ENGLAND | 401506 | 396527 | STALYBRIDGE GSP | HYDE | HADFIELD | 11 | ELECTRICITY NORTH WEST LIMITED | NATURAL GAS | ENGINE (COMBUSTION / RECIPROCATING) | YES | 0 | 0 | 6.06 |  |  |  | 0 | 0 | 0 |  |  |  | 0 | 0 | 0 | NO | CONNECTED | 6.06 | 5.7 | 6 | 0.057 | 0.06 | 2018-10-01 | 0 |  |  | 0 | 0 |  |  | NO | NO |  |  |  |  | 2021-12-06 | 53.46548307270699, -1.9787828058812633
1620000382023 | 1620000382023 | WALKERS SNACK FOODS LIMITED | PENNINE PLACE | PENNINE PLACE |  | SKELMERSDALE | LANCASHIRE | WN8 9QF | ENGLAND | 349124 | 404469 | WASHWAY FARM GSP / KIRKBY GSP GROUP | SKELMERSDALE | PIMBO | 11 | ELECTRICITY NORTH WEST LIMITED | WIND | ONSHORE WIND TURBINES | YES | 0 | 0 | 2.3 |  |  |  | 0 | 0 | 0 |  |  |  | 0 | 0 | 0 | NO | CONNECTED | 2.3 | 1.425 | 1.5 | 2.85 | 3 | 2015-12-04 | 0 |  |  | 0 | 0 |  |  | NO | NO |  |  |  |  | 2021-12-06 | 53.53439618523126, -2.7690601615063475
1640000611646 | 1620000216121 | MARKS & SPENCER PLC | 7 MARKET STREET | 7 MARKET STREET |  | MANCHESTER | GREATER MANCHESTER | M1 1WT | ENGLAND | 383899 | 398562 | WHITEGATE GSP | RED BANK | CANNON ST | 6.6 | ELECTRICITY NORTH WEST LIMITED | FOSSIL - OIL | ENGINE (COMBUSTION / RECIPROCATING) | YES | 0 | 0 | 2.16 |  |  |  | 0 | 0 | 0 |  |  |  | 0 | 0 | 0 | NO | CONNECTED | 2.16 | 1.7014 | 1.791 | 3.325 | 3.5 | 2012-08-01 | 0 |  |  | 0 | 0 |  |  | NO | NO |  |  |  |  | 2021-12-06 | 53.48352659394565, -2.244098889919076
DATA NOT AVAILABLE | 1600000128484 | GREATER MANCHESTER WASTE LTD | RELIANCE STREET | RELIANCE STREET |  | MANCHESTER | GREATER MANCHESTER | M40 3EZ | ENGLAND | 388185 | 400997 | WHITEGATE GSP | CHADDERTON | FAILSWORTH | 6.6 | ELECTRICITY NORTH WEST LIMITED | BIOFUEL - LANDFILL GAS | ENGINE (COMBUSTION / RECIPROCATING) | YES | 0 | 0 | 2.1 |  |  |  | 0 | 0 | 0 |  |  |  | 0 | 0 | 0 | NO | CONNECTED | 2.1 | 0 | 0 | 0.855 | 0.9 | 2010-11-01 | 0 |  |  | 0 | 0 |  |  | NO | NO |  |  |  |  | 2021-12-06 | 53.5055278702729, -2.179604914899505
1630000489927 | 1630000489918 | INFINIS ENERGY SERVICES LIMITED | DANES MOSS LANDFILL SITE 3 | GAWSWORTH ROAD | GAWSWORTH | MACCLESFIELD | CHESHIRE | SK11 9QJ | ENGLAND | 390238 | 371611 | MACCLESFIELD 33 GSP | - | S.W. MACCLESFIELD | 11 | ELECTRICITY NORTH WEST LIMITED | BIOFUEL - LANDFILL GAS | ENGINE (COMBUSTION / RECIPROCATING) | NO | 0 | 0 | 1.006 |  |  |  | 0 | 0 | 0 |  |  |  | 0 | 0 | 0 | NO | CONNECTED | 1.006 | 0.97565 | 1.027 | 0.0475 | 0.05 | 2008-05-01 | 0 |  |  | 0 | 0 |  |  | NO | NO |  |  |  |  | 2021-12-06 | 53.24143240698458, -2.1477333426017076
1620001260292 | 1620001260283 | INFINIS ENERGY SERVICES LIMITED | DANES MOSS LANDFILL SITE 2 | CONGLETON ROAD | GAWSWORTH | MACCLESFIELD | CHESHIRE | SK11 9QP | ENGLAND | 390235 | 371604 | MACCLESFIELD 33 GSP | - | S.W. MACCLESFIELD | 11 | ELECTRICITY NORTH WEST LIMITED | BIOFUEL - LANDFILL GAS | ENGINE (COMBUSTION / RECIPROCATING) | NO | 0 | 0 | 2.096 |  |  |  | 0 | 0 | 0 |  |  |  | 0 | 0 | 0 | NO | CONNECTED | 2.096 | 2.774 | 2.92 | 0.038 | 0.04 | 2003-06-16 | 0 |  |  | 0 | 0 |  |  | NO | NO |  |  |  |  | 2021-12-06 | 53.24136942979954, -2.1477780776429913
1640000408845 | 1640000408836 | CROOK HILL PROPERTIES LTD | CROOK HILL WIND FARM | LAND GATE | SHAWFORTH | ROCHDALE | GREATER MANCHESTER | OL12 8XF | ENGLAND | 391607 | 420199 | ROCHDALE SGTS 2 3 4 | BELFIELD | - | 33 | ELECTRICITY NORTH WEST LIMITED | WIND | ONSHORE WIND TURBINES | NO | 0 | 0 | 36.3 |  |  |  | 0 | 0 | 0 |  |  |  | 0 | 0 | 0 | NO | CONNECTED | 36.3 | 34.485 | 36.3 | 0.285 | 0.3 | 2014-10-01 | 0 |  |  | 0 | 0 |  |  | NO | NO |  |  |  |  | 2021-12-06 | 53.6781866185266, -2.1285350682199264
DATA NOT AVAILABLE | 1600000123919 | UNITED UTILITIES WATER LTD | CORNHOW WTP | LOWESWATER |  | COCKERMOUTH | CUMBRIA | CA13 9UX | ENGLAND | 314980 | 522226 | HARKER ENWL SGTS 1 2 3A 4 / HUTTON GSP GROUP | STAINBURN & SIDDICK | EMBLETON | 0.415 | ELECTRICITY NORTH WEST LIMITED | FOSSIL - OIL | ENGINE (COMBUSTION / RECIPROCATING) | NO | 0 | 0 | 1 |  |  |  | 0 | 0 | 0 |  |  |  | 0 | 0 | 0 | NO | CONNECTED | 1 | 0 | 0 | 0.39045 | 0.411 | 2000-10-17 | 0 |  |  | 0 | 0 |  |  | NO | NO |  |  |  |  | 2021-12-06 | 54.588048700061165, -3.3171597352850166
DATA NOT AVAILABLE | DATA NOT AVAILABLE | SMITH BROTHERS CONTRACTORS | COLDHURST STREET, OLDHAM | COLDHURST STREET |  | OLDHAM | GREATER MANCHESTER | OL1 2BQ | ENGLAND | 392473 | 405638 | WHITEGATE GSP | GREENHILL | ST MARYS | 6.6 | ELECTRICITY NORTH WEST LIMITED | NATURAL GAS | ENGINE (COMBUSTION / RECIPROCATING) | NO | 0 | 0 | 5 |  |  |  | 0 | 0 | 0 |  |  |  | 0 | 0 | 0 | NO | ACCEPTED TO CONNECT | 0 | 0 | 0 | 0 | 0 |  | 5 | 4.75 | 5 | 0.057 | 0.06 | 2019-04-03 00:00:00 |  | NO | NO |  | TO BE CONFIRMED |  |  | 2021-12-06 | 53.547322577738726, -2.1150678140576122
DATA NOT AVAILABLE | 1600000134799 | JOHNSON MATTHEY PLC | CLITHEROE WORKS | PIMLICO INDUSTRIAL AREA | WEST BRADFORD ROAD | CLITHEROE | LANCASHIRE | BB7 4QB | ENGLAND | 374697 | 443225 | PADIHAM GSP | PADIHAM | RIBBLESDALE T14 | 11 | ELECTRICITY NORTH WEST LIMITED | NATURAL GAS | ENGINE (COMBUSTION / RECIPROCATING) | NO | 0 | 0 | 1.04 |  |  |  | 0 | 0 | 0 |  |  |  | 0 | 0 | 0 | NO | CONNECTED | 1.04 | 0 | 0 | 7.125 | 7.5 | 2012-12-01 | 0 |  |  | 0 | 0 |  |  | NO | NO |  |  |  |  | 2021-12-06 | 53.884590325196775, -2.3864236496257156
1620001116989 | 1620001116970 | BIFFA WASTE SERVICES LIMITED | CLIFTON HALL LANDFILL | LUMINS LANE | CLIFTON, SWINTON | MANCHESTER | GREATER MANCHESTER | M27 8LN | ENGLAND | 379307 | 402594 | KEARSLEY LOCAL 33 GSP | - | CLIFTON JUNCTION | 11 | ELECTRICITY NORTH WEST LIMITED | BIOFUEL - LANDFILL GAS | ENGINE (COMBUSTION / RECIPROCATING) | NO | 0 | 0 | 1.46 |  |  |  | 0 | 0 | 0 |  |  |  | 0 | 0 | 0 | NO | CONNECTED | 1.46 | 1.387 | 1.46 | 0.057 | 0.06 | 2012-11-01 | 0 |  |  | 0 | 0 |  |  | NO | NO |  |  |  |  | 2021-12-06 | 53.51960578609033, -2.313563581683708
1640000156584 | 1640000156575 | JP WIND LTD | CLIFFS FARM | WOOD LANE | MAWDESLEY | ORMSKIRK | LANCASHIRE | L40 2RL | ENGLAND | 348771 | 416188 | PENWORTHAM WEST GSP / STANAH GSP GROUP | WRIGHTINGTON | HANGING BRIDGE | 11 | ELECTRICITY NORTH WEST LIMITED | WIND | ONSHORE WIND TURBINES | NO | 0 | 0 | 2.25 |  |  |  | 0 | 0 | 0 |  |  |  | 0 | 0 | 0 | NO | CONNECTED | 2.25 | 2.1375 | 2.25 | 0.0475 | 0.05 | 2011-11-01 | 0 |  |  | 0 | 0 |  |  | NO | NO |  |  |  |  | 2021-12-06 | 53.63968572683875, -2.7763139847820093
DATA NOT AVAILABLE | DATA NOT AVAILABLE | PRESTON CARAVANS AND MOTORHOMES | CARR LANE | CARR LANE | FARINGTON | LEYLAND | LANCASHIRE | PR25 3UD | ENGLAND | 354568 | 423119 | PENWORTHAM WEST GSP / STANAH GSP GROUP | LEYLAND | BOW LANE | 11 | ELECTRICITY NORTH WEST LIMITED | NATURAL GAS | ENGINE (COMBUSTION / RECIPROCATING) | NO | 0 | 0 | 6 |  |  |  | 0 | 0 | 0 |  |  |  | 0 | 0 | 0 | NO | ACCEPTED TO CONNECT | 0 | 0 | 0 | 0 | 0 |  | 6 | 5.6999999999999993 | 6 | 0 | 0 | 2017-12-25 00:00:00 |  | NO | NO |  | TO BE CONFIRMED |  |  | 2021-12-06 | 53.70251465625226, -2.689658630688129
1640000038844 | 1640000038835 | R-GROUP OF COMPANIES LIMITED | CARR FARM | LODGE LANE |  | LYTHAM ST. ANNES | LANCASHIRE | FY8 5RP | ENGLAND | 338874 | 428676 | PENWORTHAM WEST GSP / STANAH GSP GROUP | PEEL | WARTON | 6.6 | ELECTRICITY NORTH WEST LIMITED | BIOFUEL - LANDFILL GAS | ENGINE (COMBUSTION / RECIPROCATING) | NO | 0 | 0 | 1 |  |  |  | 0 | 0 | 0 |  |  |  | 0 | 0 | 0 | NO | CONNECTED | 1 | 0.7676 | 0.808 | 0.0475 | 0.05 | 2010-08-01 | 0 |  |  | 0 | 0 |  |  | NO | NO |  |  |  |  | 2021-12-06 | 53.75085006796819, -2.928453542422324
1640000850373 | 1640000850364 | CHADDERTON GENERATION LIMITED | BROADGATE CHADDERTON GENERATION | OLDHAM BROADWAY BUSINESS PARK | CHADDERTON | OLDHAM | GREATER MANCHESTER | OL9 9XA | ENGLAND | 389179 | 403588 | WHITEGATE GSP | CHADDERTON | - | 33 | ELECTRICITY NORTH WEST LIMITED | NATURAL GAS | ENGINE (COMBUSTION / RECIPROCATING) | NO | 0 | 0 | 21.052 |  |  |  | 0 | 0 | 0 |  |  |  | 0 | 0 | 0 | NO | CONNECTED | 21.052 | 19 | 20 | 0.475 | 0.5 | 2019-06-01 | 0 |  |  | 0 | 0 |  |  | NO | NO |  |  |  |  | 2021-12-06 | 53.52883827327512, -2.1647087992959237
DATA NOT AVAILABLE | DATA NOT AVAILABLE | BRIMROD ENERGY CENTRE LIMITED | BRIMROD ENERGY CENTRE 20MW STOR | CORPORATION ROAD |  | ROCHDALE | GREATER MANCHESTER | OL11 4HJ | ENGLAND | 388706 | 412844 | ROCHDALE SGTS 2 3 4 | CASTLETON | - | 33 | ELECTRICITY NORTH WEST LIMITED | NATURAL GAS | ENGINE (COMBUSTION / RECIPROCATING) | NO | 0 | 0 | 20 |  |  |  | 0 | 0 | 0 |  |  |  | 0 | 0 | 0 | NO | ACCEPTED TO CONNECT | 0 | 0 | 0 | 0 | 0 |  | 21.0526 | 20 | 21.05263157894737 | 0 | 0 | 2018-08-23 00:00:00 |  | NO | NO |  | TO BE CONFIRMED |  |  | 2023-04-06 | 53.61202353414775, -2.1721822664734023
1640000497171 | 1640000497162 | PRIME ENERGY LIMITED | BRAMPTON DIESEL GENERATION | UNITY FARM |  | BRAMPTON | CUMBRIA | CA8 1QZ | ENGLAND | 352939 | 559706 | HARKER ENWL SGTS 1 2 3A 4 / HUTTON GSP GROUP | CARLISLE | CAPONTREE | 11 | ELECTRICITY NORTH WEST LIMITED | FOSSIL - OIL | ENGINE (COMBUSTION / RECIPROCATING) | NO | 0 | 0 | 6 |  |  |  | 0 | 0 | 0 |  |  |  | 0 | 0 | 0 | NO | CONNECTED | 6 | 5.757 | 6.06 | 0.057 | 0.06 | 2015-09-01 | 0 |  |  | 0 | 0 |  |  | NO | NO |  |  |  |  | 2021-12-06 | 54.92980311246982, -2.735923060720239
DATA NOT AVAILABLE | DATA NOT AVAILABLE | STOR 141 LTD | BOG STOR (CURROCK ROAD) | CURROCK ROAD | CURROCK ROAD | CARLISLE | CUMBRIA | CA2 5AD | ENGLAND | 340212 | 555106 | HARKER ENWL SGTS 1 2 3A 4 / HUTTON GSP GROUP | CARLISLE | - | 33 | ELECTRICITY NORTH WEST LIMITED | FOSSIL - OIL | ENGINE (COMBUSTION / RECIPROCATING) | NO | 0 | 0 | 20 |  |  |  | 0 | 0 | 0 |  |  |  | 0 | 0 | 0 | NO | ACCEPTED TO CONNECT | 0 | 0 | 0 | 0 | 0 |  | 21.0526 | 20 | 21.05263157894737 | 0 | 0 | 2016-06-20 00:00:00 |  | NO | NO |  | TO BE CONFIRMED |  | TR-01 | 2023-04-06 | 54.88710681208658, -2.9335461256160174
1640000876530 | 1640000876520 | UTILITY ENGINEERING SOLUTIONS LTD | BLAGUEGATE WORKS | STANLEY WAY |  | SKELMERSDALE | LANCASHIRE | WN8 8EA | ENGLAND | 346935 | 407521 | WASHWAY FARM GSP / KIRKBY GSP GROUP | SKELMERSDALE | SKELMERSDALE | 11 | ELECTRICITY NORTH WEST LIMITED | NATURAL GAS | ENGINE (COMBUSTION / RECIPROCATING) | NO | 0 | 0 | 7.952 |  |  |  | 0 | 0 | 0 |  |  |  | 0 | 0 | 0 | NO | CONNECTED | 0 | 0 | 0 | 0 | 0 |  | 7.952 | 7.5543999999999993 | 7.952 | 0 | 0 | 2017-09-03 00:00:00 |  | NO | YES |  | TO BE CONFIRMED |  |  | 2024-03-14 | 53.561608868542, -2.802602111152243
1640000546590 | 1640000546572 | CS BENT SPUR SOLAR FARM LTD | BENT SPUR FARM | BENT SPUR ROAD | KEARSLEY | BOLTON | GREATER MANCHESTER | BL4 8SJ | ENGLAND | 375168 | 404112 | KEARSLEY LOCAL 33 GSP | - | RINGLEY | 11 | ELECTRICITY NORTH WEST LIMITED | PV | PHOTOVOLTAIC | NO | 0 | 0 | 4.08 |  |  |  | 0 | 0 | 0 |  |  |  | 0 | 0 | 0 | NO | CONNECTED | 4.08 | 4.75 | 5 | 0.0475 | 0.05 | 2016-03-01 | 0 |  |  | 0 | 0 |  |  | NO | NO |  |  |  |  | 2021-12-06 | 53.53306969279979, -2.376107964589981
1620000390850 | 1620000390840 | CANNOCK RENEWABLES LIMITED | ASKAM WIND FARM | FAR OLD PARK |  | ASKAM-IN-FURNESS | CUMBRIA | LA16 7HD | ENGLAND | 323023 | 477701 | HARKER ENWL SGTS 1 2 3A 4 / HUTTON GSP GROUP | ULVERSTON | - | 33 | ELECTRICITY NORTH WEST LIMITED | WIND | ONSHORE WIND TURBINES | NO | 0 | 0 | 4.62 |  |  |  | 0 | 0 | 0 |  |  |  | 0 | 0 | 0 | NO | CONNECTED | 4.62 | 5.13 | 5.4 | 0.038 | 0.04 | 1999-07-13 | 0 |  |  | 0 | 0 |  |  | NO | NO |  |  |  |  | 2021-12-06 | 54.18927600656423, -3.181179983113028
DATA NOT AVAILABLE | DATA NOT AVAILABLE | STOR 128 LTD | ASHTON OLD ROAD GENERATION (ASHTON STOR) | ASHTON OLD ROAD | ASHTON OLD ROAD | MANCHESTER | MANCHESTER | OL7 0PJ | ENGLAND | 392623 | 397618 | STALYBRIDGE GSP | DROYLSDEN | - | 33 | ELECTRICITY NORTH WEST LIMITED | FOSSIL - OIL | ENGINE (COMBUSTION / RECIPROCATING) | NO | 0 | 0 | 20 |  |  |  | 0 | 0 | 0 |  |  |  | 0 | 0 | 0 | NO | ACCEPTED TO CONNECT | 0 | 0 | 0 | 0 | 0 |  | 21.0526 | 20 | 21.05263157894737 | 0 | 0 | 2016-10-07 00:00:00 |  | NO | NO |  | TO BE CONFIRMED |  |  | 2024-03-14 | 53.475238005068434, -2.112612323575206
1640000621653 | 1640000621626 | CS ARNAWOOD LTD | ARNA WOOD SOLAR FARM |  | ALDCLIFFE | LANCASTER | LANCASHIRE | LA2 0AE | ENGLAND | 346242 | 459185 | HEYSHAM GSP | LANCASTER | BURROW BECK | 11 | ELECTRICITY NORTH WEST LIMITED | PV | PHOTOVOLTAIC | NO | 0 | 0 | 4.8 |  |  |  | 0 | 0 | 0 |  |  |  | 0 | 0 | 0 | NO | CONNECTED | 4.8 | 4.5125 | 4.75 | 0.019 | 0.02 | 2015-07-01 | 0 |  |  | 0 | 0 |  |  | NO | NO |  |  |  |  | 2021-12-06 | 54.02584490534927, -2.82209596730275
DATA NOT AVAILABLE | DATA NOT AVAILABLE | ALKANE ENERGY UK LTD | ALKANE, UNION ROAD, BOLTON | UNION ROAD |  | BOLTON | GREATER MANCHESTER | BL2 2HS | ENGLAND | 372186 | 410492 | KEARSLEY 132 GSP | BOLTON | UNION RD | 6.6 | ELECTRICITY NORTH WEST LIMITED | BATTERY | STORAGE - ELECTROCHEMICAL (BATTERIES) | NO | 0 | 0 | 6 |  |  |  | 0 | 0 | 0 |  |  |  | 0 | 0 | 0 | NO | ACCEPTED TO CONNECT | 0 | 0 | 0 | 0 | 0 |  | 7.443 | 5.6999999999999993 | 6 | 0.35625 | 0.375 | 2017-03-07 00:00:00 |  | NO | NO |  | TO BE CONFIRMED |  |  | 2024-03-14 | 53.590263515986734, -2.421666044266622
1650000352756 | 1650000352747 | ALDON POWER LTD | ALDON STOR | ALDON STOR | POULTON INDUSTRIAL ESTATE | POULTON LE FYLDE | LANCASHIRE | FY6 8JL | ENGLAND | 335953 | 438847 | PENWORTHAM WEST GSP / STANAH GSP GROUP | BISPHAM | - | 33 | ELECTRICITY NORTH WEST LIMITED | FOSSIL - OIL | ENGINE (COMBUSTION / RECIPROCATING) | NO | 0 | 0 | 15 |  |  |  | 0 | 0 | 0 |  |  |  | 0 | 0 | 0 | NO | CONNECTED | 0 | 20 | 0 | 0 | 0.04 |  | 0 |  |  | 0 | 0 | 2016-11-09 00:00:00 |  | NO | NO |  | TO BE CONFIRMED |  |  | 2024-03-14 | 53.84190200920291, -2.9748616431891923
1630000239738 | DATA NOT AVAILABLE | ALDERLEY PARK LIMITED | ALDERLEY PARK CHP | ALDERLEY PARK | NETHER ALDERLEY | MACCLESFIELD | STOCKPORT | SK10 4TG | ENGLAND | 384744 | 375620 | MACCLESFIELD 33 GSP | - | - | 33 | ELECTRICITY NORTH WEST LIMITED | NATURAL GAS | ENGINE (COMBUSTION / RECIPROCATING) | YES | 0 | 0 | 2.6 |  |  |  | 0 | 0 | 0 |  |  |  | 0 | 0 | 0 | NO | CONNECTED | 2.6 | 2.6 | 2.7368 | 0 | 0 | 2021-06-17 | 0 |  |  | 0 | 0 |  |  | NO | NO |  |  |  |  | 2021-12-06 | 53.27733747515462, -2.2302491116509477
DATA NOT AVAILABLE | DATA NOT AVAILABLE | AMP ENERGY SERVICES LTD | SCHOLES POWER | TWEEDALE WAY | OLDHAM | OLDHAM | GREATER MANCHESTER | OL9 8EH | ENGLAND | 389872 | 402362 | WHITEGATE GSP | CHADDERTON | HOLLINWOOD | 6.6 | ELECTRICITY NORTH WEST LIMITED | NATURAL GAS | ENGINE (COMBUSTION / RECIPROCATING) | NO | 0 | 0 | 4.561 |  |  |  | 0 | 0 | 0 |  |  |  | 0 | 0 | 0 | NO | ACCEPTED TO CONNECT | 0 | 0 | 0 | 0 | 0 |  | 4.561 | 4.84 | 4.5609999999999999 | 0 | 0.2 | 2021-01-29 00:00:00 |  | NO | NO |  | TO BE CONFIRMED |  |  | 2024-03-14 | 53.51783253713284, -2.1542145908978707
1650000268165 | 1650000268156 | AMP ENERGY SERVICES LTD | WHITBROOK POWER | LAND TO THE WEST SIDE OF HANSON STREET | MIDDLETON | MANCHESTER | GREATER MANCHESTER | M24 6AG | ENGLAND | 387378 | 406104 | WHITEGATE GSP | CHADDERTON | TOWNLEY ST | 11 | ELECTRICITY NORTH WEST LIMITED | NATURAL GAS | ENGINE (COMBUSTION / RECIPROCATING) | NO | 0 | 0 | 5.07 |  |  |  | 0 | 0 | 0 |  |  |  | 0 | 0 | 0 | NO | CONNECTED | 5.07 | 5.07 | 0 | 0.2 | 0 | 2023-09-22 | 0 |  |  | 0 | 0 |  |  | NO | NO |  | TO BE CONFIRMED |  |  | 2024-03-14 | 53.55141225319802, -2.1919798029058515
DATA NOT AVAILABLE | DATA NOT AVAILABLE | LANCASTER POWER LIMITED | LANCASTER POWER VARIATION | MIDDLETON | HEYSHAM | LANCASTER | LANCASHIRE | LA3 3JJ | ENGLAND | 341625 | 459400 | HEYSHAM GSP | - | - | 132 | ELECTRICITY NORTH WEST LIMITED | BATTERY | STORAGE - ELECTROCHEMICAL (BATTERIES) | NO | 0 | 0 | 75 |  |  |  | 0 | 0 | 0 |  |  |  | 0 | 0 | 0 | NO | ACCEPTED TO CONNECT | 0 | 0 | 0 | 0 | 0 |  | 75 | 75 | 75 | 75 | 75 | 2021-03-03 00:00:00 |  | NO | NO |  | TO BE CONFIRMED |  | TR-03 | 2021-12-06 | 54.02727438249179, -2.8926058764238745
DATA NOT AVAILABLE | DATA NOT AVAILABLE | SMITH BROTHERS CONTRACTORS | SHORESIDE STABLES 1 | RINGLEY ROAD | STONECLOUGH | BOLTON | GREATER MANCHESTER | M26 1PY | ENGLAND | 376108 | 405528 | KEARSLEY LOCAL 33 GSP | - | RINGLEY | 11 | ELECTRICITY NORTH WEST LIMITED | BATTERY | STORAGE - ELECTROCHEMICAL (BATTERIES) | NO | 0 | 0 | 7 |  |  |  | 0 | 0 | 0 |  |  |  | 0 | 0 | 0 | NO | ACCEPTED TO CONNECT | 0 | 0 | 0 | 0 | 0 |  | 7 | 7 | 7 | 7 | 7 | 2021-03-11 00:00:00 |  | NO | NO |  | TO BE CONFIRMED |  |  | 2021-12-06 | 53.545840728295424, -2.3620352466162586
DATA NOT AVAILABLE | DATA NOT AVAILABLE | ENERGI GENERATION | DAVIES ROAD | DAVIES ROAD | - | BLACKBURN | LANCASHIRE | BB1 3HU | ENGLAND | 370750 | 428856 | PENWORTHAM EAST GSP / ROCHDALE SGT 1 GROUP | BLACKBURN | - | 33 | ELECTRICITY NORTH WEST LIMITED | BATTERY | STORAGE - ELECTROCHEMICAL (BATTERIES) | NO | 0 | 0 | 25 |  |  |  | 0 | 0 | 0 |  |  |  | 0 | 0 | 0 | NO | ACCEPTED TO CONNECT | 0 | 0 | 0 | 0 | 0 |  | 25 | 25 | 25 | 25 | 25 | 2021-03-11 00:00:00 |  | NO | NO |  | TO BE CONFIRMED |  |  | 2024-03-14 | 53.755238365432334, -2.4450966880203517
DATA NOT AVAILABLE | DATA NOT AVAILABLE | ENERGI GENERATION 2 LTD | NORTH FARM | NORTH FARM | HEYSHAM | LANCASTER | LANCASHIRE | LA3 2YH | ENGLAND | 342685 | 460231 | HEYSHAM GSP | - | - | 132 | ELECTRICITY NORTH WEST LIMITED | BATTERY | STORAGE - ELECTROCHEMICAL (BATTERIES) | NO | 0 | 0 | 100 |  |  |  | 0 | 0 | 0 |  |  |  | 0 | 0 | 0 | NO | ACCEPTED TO CONNECT | 0 | 0 | 0 | 0 | 0 |  | 100 | 100 | 100 | 100 | 100 | 2021-03-26 00:00:00 |  | NO | NO |  | TO BE CONFIRMED |  | TR-03 | 2021-12-06 | 54.034861262131955, -2.8765838242078874
DATA NOT AVAILABLE | DATA NOT AVAILABLE | RIDGE CLEAN ENERGY | GREAT ORTON | WIGTON | - | CUMBRIA | CUMBRIA | CA7 0JP | ENGLAND | 329126 | 553852 | HARKER ENWL SGTS 1 2 3A 4 / HUTTON GSP GROUP | CARLISLE | WIGTON | 11 | ELECTRICITY NORTH WEST LIMITED | WIND | ONSHORE WIND TURBINES | NO | 0 | 0 | 7 |  |  |  | 0 | 0 | 0 |  |  |  | 0 | 0 | 0 | NO | ACCEPTED TO CONNECT | 0 | 0 | 0 | 0 | 0 |  | 7 | 7 | 7 | 0.2 | 0.2 | 2021-05-18 00:00:00 | 2026-12-31 00:00:00 | NO | TO BE CONFIRMED |  | TO BE CONFIRMED |  |  | 2021-12-06 | 54.8743890908689, -3.106020871956278
DATA NOT AVAILABLE | DATA NOT AVAILABLE | BALANCE POWER PROJECTS LTD | KINGSWAY BP BESS | DIG GATE LANE | - | ROCHDALE | GREATER MANCHESTER | OL16 4NR | ENGLAND | 391781 | 411218 | ROCHDALE SGTS 2 3 4 | BELLFIELD | - | 33 | ELECTRICITY NORTH WEST LIMITED | BATTERY | STORAGE - ELECTROCHEMICAL (BATTERIES) | NO | 0 | 0 | 30 |  |  |  | 0 | 0 | 0 |  |  |  | 0 | 0 | 0 | NO | ACCEPTED TO CONNECT | 0 | 0 | 0 | 0 | 0 |  | 30 | 30 | 30 | 30 | 30 | 2021-07-15 00:00:00 |  | NO | TO BE CONFIRMED |  | NO |  |  | 2024-03-14 | 53.5974666211335, -2.125660320717708
DATA NOT AVAILABLE | DATA NOT AVAILABLE | LOMAS DISTRIBUTION LIMITED | WATERSWALLOWS 1 BATTERY | WATERSWALLOWS LANE | - | BUXTON | HIGH PEAK | SK17 7JP | ENGLAND | 407151 | 374206 | STALYBRIDGE GSP | BUXTON | - | 33 | ELECTRICITY NORTH WEST LIMITED | BATTERY | STORAGE - ELECTROCHEMICAL (BATTERIES) | NO | 0 | 0 | 14 |  |  |  | 0 | 0 | 0 |  |  |  | 0 | 0 | 0 | NO | ACCEPTED TO CONNECT | 0 | 0 | 0 | 0 | 0 |  | 14 | 14 | 14 | 14 | 14 | 2021-07-06 00:00:00 |  | NO | TO BE CONFIRMED |  | NO |  |  | 2024-03-14 | 53.264803494476475, -1.8942496344310633
DATA NOT AVAILABLE | DATA NOT AVAILABLE | EUROPEAN ENERGY DEVELOPMENT LTD | MOOR ISLES FARM | WOODEND ROAD | REEDLEY | BURNLEY | LANCASHIRE | BB12 9EG | ENGLAND | 382553 | 435992 | PADIHAM GSP | - | - | 132 | ELECTRICITY NORTH WEST LIMITED | BATTERY | STORAGE - ELECTROCHEMICAL (BATTERIES) | NO | 0 | 0 | 50 |  |  |  | 0 | 0 | 0 |  |  |  | 0 | 0 | 0 | NO | ACCEPTED TO CONNECT | 0 | 0 | 0 | 0 | 0 |  | 50 | 50 | 50 | 50 | 50 | 2021-08-12 00:00:00 |  | NO | TO BE CONFIRMED |  | NO |  |  | 2021-12-06 | 53.819907212500205, -2.2664970358254957
DATA NOT AVAILABLE | DATA NOT AVAILABLE | AVERY ENERGY LTD | PARK ROAD BESS | PARK ROAD | - | OLDHAM | GREATER MANCHESTER | OL13 0BW | ENGLAND | 386640 | 422117 | PADIHAM GSP | ROSSENDALE | WESLEY PLACE BACUP | 6.6 | ELECTRICITY NORTH WEST LIMITED | BATTERY | STORAGE - ELECTROCHEMICAL (BATTERIES) | NO | 0 | 0 | 8 |  |  |  | 0 | 0 | 0 |  |  |  | 0 | 0 | 0 | NO | CONNECTED | 0 | 0 | 0 | 0 | 0 |  | 8 | 8 | 8 | 8 | 8 | 2021-08-09 00:00:00 |  | NO | TO BE CONFIRMED |  | NO |  |  | 2024-03-14 | 53.69532126855805, -2.2038117439563907
DATA NOT AVAILABLE | DATA NOT AVAILABLE | BURNESIDE COMMUNITY ENERGY LTD | BURNESIDE SOLAR | BRIDGE STREET | BURNESIDE | KENDAL | CUMBRIA | LA9 6PZ | ENGLAND | 350535 | 495830 | HARKER ENWL SGTS 1 2 3A 4 / HUTTON GSP GROUP | KENDAL (PARKSIDE RD) | KENDAL | 11 | ELECTRICITY NORTH WEST LIMITED | PV | PHOTOVOLTAIC | NO | 0 | 0 | 7 |  |  |  | 0 | 0 | 0 |  |  |  | 0 | 0 | 0 | NO | ACCEPTED TO CONNECT | 0 | 0 | 0 | 0 | 0 |  | 7 | 7 | 7 | 7 | 7 | 2021-08-25 00:00:00 |  | NO | TO BE CONFIRMED |  | NO |  |  | 2021-12-06 | 54.355588161510475, -2.7626106017381957
DATA NOT AVAILABLE | DATA NOT AVAILABLE | ENERGI GENERATION 9 LTD | PEEL ROAD SOLAR FARM | EAST OF PEEL ROAD | - | BLACKPOOL | LANCASHIRE | FY4 5JU | ENGLAND | 335765 | 431972 | PENWORTHAM WEST GSP / STANAH GSP GROUP | PEEL | - | 33 | ELECTRICITY NORTH WEST LIMITED | BATTERY | STORAGE - ELECTROCHEMICAL (BATTERIES) | NO | 0 | 0 | 20 |  |  |  | 0 | 0 | 0 |  |  |  | 0 | 0 | 0 | NO | ACCEPTED TO CONNECT | 0 | 0 | 0 | 0 | 0 |  | 20 | 20 | 20 | 20 | 20 | 2021-09-30 00:00:00 |  | NO | TO BE CONFIRMED |  | NO |  |  | 2024-03-14 | 53.7800956970729, -2.9762812146286612
DATA NOT AVAILABLE | DATA NOT AVAILABLE | FPC ELECTRIC LAND | SHEFFIELD ROAD | SHEFFIELD ROAD | - | HYDE | MANCHESTER | SK14 4AF | ENGLAND | 395750 | 395490 | STALYBRIDGE GSP | HYDE | - | 33 | ELECTRICITY NORTH WEST LIMITED | BATTERY | STORAGE - ELECTROCHEMICAL (BATTERIES) | NO | 0 | 0 | 42 |  |  |  | 0 | 0 | 0 |  |  |  | 0 | 0 | 0 | NO | ACCEPTED TO CONNECT | 0 | 0 | 0 | 0 | 0 |  | 42 | 42 | 42 | 42 | 42 | 2021-10-13 00:00:00 |  | NO | TO BE CONFIRMED |  | NO |  |  | 2024-03-14 | 53.45614579096976, -2.065470359901482
DATA NOT AVAILABLE | DATA NOT AVAILABLE | EUROPEAN ENERGY DEVELOPMENT LTD | EAGLAND HILL | NEW LANE | EAGLAND HILL | PILLING | LANCASHIRE | PR3 6BA | ENGLAND | 344282 | 444887 | PENWORTHAM WEST GSP / STANAH GSP GROUP | THORNTON | - | 33 | ELECTRICITY NORTH WEST LIMITED | PV | PHOTOVOLTAIC | NO | 0 | 0 | 15 |  |  |  | 0 | 0 | 0 |  |  |  | 0 | 0 | 0 | NO | ACCEPTED TO CONNECT | 0 | 0 | 0 | 0 | 0 |  | 15 | 15 | 15 | 15 | 15 | 2022-01-21 00:00:00 |  | NO | TO BE CONFIRMED |  | NO |  |  | 2022-02-04 | 53.89714450128268, -2.849394364962644
DATA NOT AVAILABLE | DATA NOT AVAILABLE | LOWER 48 ENERGY LTD | LOWER 48 | WEST MOSS LANE | HIGHER BALLAM | LYTHAM ST ANNES | LANCASHIRE | FY8 4NH | ENGLAND | 335592 | 430438 | PENWORTHAM WEST GSP / STANAH GSP GROUP | LYTHAM | - | 33 | ELECTRICITY NORTH WEST LIMITED | BATTERY | STORAGE - ELECTROCHEMICAL (BATTERIES) | NO | 0 | 0 | 30 |  |  |  | 0 | 0 | 0 |  |  |  | 0 | 0 | 0 | NO | ACCEPTED TO CONNECT | 0 | 0 | 0 | 0 | 0 |  | 30 | 30 | 30 | 30 | 30 | 2022-01-25 00:00:00 |  | NO | TO BE CONFIRMED |  | NO |  |  | 2024-03-14 | 53.76628872275877, -2.978585359967555
DATA NOT AVAILABLE | DATA NOT AVAILABLE | O&G GROUP LIMITED | HANSEN TENEMENT FARM | BRIERCLIFFE | - | BURNLEY | LANCASHIRE | BB10 3QU | ENGLAND | 387992 | 434974 | ROCHDALE SGTS 2 3 4 | BURNLEY | BURNLEY | 33 | ELECTRICITY NORTH WEST LIMITED | PV | PHOTOVOLTAIC | NO | 0 | 0 | 20 |  |  |  | 0 | 0 | 0 |  |  |  | 0 | 0 | 0 | NO | ACCEPTED TO CONNECT | 0 | 0 | 0 | 0 | 0 |  | 20 | 20 | 20 | 20 | 20 | 2022-02-02 00:00:00 |  | NO | TO BE CONFIRMED |  | NO |  |  | 2022-03-07 | 53.810912811886794, -2.1838406497287806
DATA NOT AVAILABLE | DATA NOT AVAILABLE | RIDGE CLEAN ENERGY | GREAT ORTON ENERGY PARK | WIGTON | - | - | CUMBRIA | CA7 0JP | ENGLAND | 329125 | 553845 | HARKER ENWL SGTS 1 2 3A 4 / HUTTON GSP GROUP | - | - | 132 | ELECTRICITY NORTH WEST LIMITED | WIND | ONSHORE WIND TURBINES | NO | 0 | 0 | 49.9 |  |  |  | 0 | 0 | 0 |  |  |  | 0 | 0 | 0 | NO | ACCEPTED TO CONNECT | 0 | 0 | 0 | 0 | 0 |  | 0 | 7 | 7 | 0 | 0 | 2022-04-12 00:00:00 |  | NO | TO BE CONFIRMED |  | NO |  |  | 2022-05-11 | 54.87432605630941, -3.106034730034018
DATA NOT AVAILABLE | DATA NOT AVAILABLE | KS SPV 70 LIMITED | CHARNOCK RICHARD SOLAR FARM | TOWN LANE | - | CHORLEY | LANCASHIRE | PR7 5HL | ENGLAND | 354597 | 413751 | PENWORTHAM WEST GSP / STANAH GSP GROUP | WRIGHTINGTON | - | 33 | ELECTRICITY NORTH WEST LIMITED | PV | PHOTOVOLTAIC | NO | 0 | 0 | 20 |  |  |  | 0 | 0 | 0 |  |  |  | 0 | 0 | 0 | NO | ACCEPTED TO CONNECT | 0 | 0 | 0 | 0 | 0 |  | 0 | 20 | 20 | 0 | 0 | 2022-04-05 00:00:00 |  | NO | TO BE CONFIRMED |  | NO |  |  | 2024-03-14 | 53.61832216543929, -2.687846663370685
DATA NOT AVAILABLE | DATA NOT AVAILABLE | INFINIS ENERGY SERVICES LIMITED | RIGBY PV+BESS | RIGBY LANDFILL SITE | CHORLEY ROAD | STANDISH | WIGAN | WN1 2XJ | ENGLAND | 358481 | 412076 | PENWORTHAM WEST GSP / STANAH GSP GROUP | WRIGHTINGTON | STANDISH | 11 | ELECTRICITY NORTH WEST LIMITED | BATTERY | STORAGE - ELECTROCHEMICAL (BATTERIES) | NO | 0 | 0 | 4.26 |  |  |  | 0 | 0 | 0 |  |  |  | 0 | 0 | 0 | NO | ACCEPTED TO CONNECT | 0 | 0 | 0 | 0 | 0 |  | 4.26 | 4.26 | 4.26 | 4.26 | 4.26 | 2022-06-06 00:00:00 |  | NO | TO BE CONFIRMED |  | NO |  |  | 2022-07-29 | 53.60359091192042, -2.628911129165661
DATA NOT AVAILABLE | DATA NOT AVAILABLE | KRONOS SOLAR PROJECTS GMBH | CHARNOCK RICHARD SOLAR FARM | CLICKHAM, DACRE | NEWTON REIGNY | EDEN | CUMBRIA | CA11 0BP | ENGLAND | 349996 | 530398 | HARKER ENWL SGTS 1 2 3A 4 / HUTTON GSP GROUP | PENRITH & SHAP |  | 11 | ELECTRICITY NORTH WEST LIMITED | PV | PHOTOVOLTAIC | NO | 0 | 0 | 11 |  |  |  | 0 | 0 | 0 |  |  |  | 0 | 0 | 0 | NO | ACCEPTED TO CONNECT | 0 | 0 | 0 | 0 | 0 |  | 12 | 12 | 12 | 12 | 12 | 2022-07-11 00:00:00 |  | NO | TO BE CONFIRMED |  | NO |  |  | 2022-07-29 | 54.66616569616182, -2.776776319602433
DATA NOT AVAILABLE | DATA NOT AVAILABLE | AMAZON UK SERVICES LTD | AMAZON MAN3 | AMAZON FACILITY MAN3 | BRIDGEWATER AVENUE | BOLTON | LANCASHIRE | BL5 1BT | ENGLAND | 369794 | 404528 | KEARSLEY LOCAL 33 GSP | KEARSLEY LOCAL | CUTACRE | 11 | ELECTRICITY NORTH WEST LIMITED | PV | PHOTOVOLTAIC | NO | 0 | 0 | 2.86 |  |  |  | 0 | 0 | 0 |  |  |  | 0 | 0 | 0 | NO | ACCEPTED TO CONNECT | 0 | 0 | 0 | 0 | 0 |  | 2.86 | 2.86 | 2.86 | 2.86 | 2.86 | 2022-09-05 00:00:00 |  | NO | TO BE CONFIRMED |  | NO |  |  | 2022-10-04 | 53.53652607551271, -2.457222634365368
DATA NOT AVAILABLE | DATA NOT AVAILABLE | UTILITY CONNECTIONS | SYMMETRY PARK | SYMMETRY PARK |  | WIGAN | LANCASHIRE | WN4 0JA | ENGLAND | 356668 | 402111 | KIRKBY | WIGAN |  | 6.6 | ELECTRICITY NORTH WEST LIMITED | PV | PHOTOVOLTAIC | NO | 0 | 0 | 7 |  |  |  | 0 | 0 | 0 |  |  |  | 0 | 0 | 0 | NO | ACCEPTED TO CONNECT | 0 | 0 | 0 | 0 | 0 |  | 7 | 7 | 7 | 7 | 7 | 2022-11-04 00:00:00 |  | NO | TO BE CONFIRMED |  | NO |  |  | 2024-03-14 | 53.51388103883147, -2.654922102633701
DATA NOT AVAILABLE | DATA NOT AVAILABLE | CX-GROUP | RIGG HOUSE | DISTINGTON | PICA | BOROUGH OF COPELAND | CUMBRIA | CA14 4QD | ENGLAND | 302141 | 522020 | HARKER ENWL SGTS 1 2 3A 4 / HUTTON GSP GROUP | SELLAFIELD |  | 132 | ELECTRICITY NORTH WEST LIMITED | PV | PHOTOVOLTAIC | NO | 0 | 0 | 150 |  |  |  | 0 | 0 | 0 |  |  |  | 0 | 0 | 0 | NO | ACCEPTED TO CONNECT | 0 | 0 | 0 | 0 | 0 |  | 150 | 150 | 150 | 150 | 150 | 2022-11-24 00:00:00 |  | NO | TO BE CONFIRMED |  | NO |  |  | 2022-12-12 | 54.58387315387753, -3.5156964260989363
DATA NOT AVAILABLE | DATA NOT AVAILABLE | NEWTON ENERGI LIMITED | PROJECT WILLOW BANK | BLACKDYKE FARM | BLACKFORD | CARLISLE | CUMBRIA | CA6 4EY | ENGLAND | 338089 | 562252 | HARKER ENWL SGTS 1 2 3A 4 / HUTTON GSP GROUP |  |  | 132 | ELECTRICITY NORTH WEST LIMITED | BATTERY | STORAGE - ELECTROCHEMICAL (BATTERIES) | NO | 0 | 0 | 99.4 |  |  |  | 0 | 0 | 0 |  |  |  | 0 | 0 | 0 | NO | ACCEPTED TO CONNECT | 0 | 0 | 0 | 0 | 0 |  | 99.4 | 99.4 | 99.4 | 99.4 | 99.4 | 2022-11-29 00:00:00 |  | NO | TO BE CONFIRMED |  | NO |  |  | 2022-12-12 | 54.9510547240771, -2.9681765426562423
DATA NOT AVAILABLE | DATA NOT AVAILABLE | CONRAD ENERGY LTD | HAZEL GROVE PV SOLAR FARM | MARPLE | HAZEL GROVE |  | STOCKPORT | SK7 6NP | ENGLAND | 394362 | 387705 | BREDBURY GSP | HAZEL GROVE |  | 33 | ELECTRICITY NORTH WEST LIMITED | PV | PHOTOVOLTAIC | NO | 0 | 0 | 30 |  |  |  | 0 | 0 | 0 |  |  |  | 0 | 0 | 0 | NO | ACCEPTED TO CONNECT | 0 | 0 | 0 | 0 | 0 |  | 30 | 30 | 30 | 0.1 | 0.1 | 2023-02-24 00:00:00 |  | NO | TO BE CONFIRMED |  | NO |  |  | 2024-03-14 | 53.38615687751892, -2.0862309135013923
DATA NOT AVAILABLE | DATA NOT AVAILABLE | ABEI ENERGY GREEN V LTD | MOOR ISLES | GREENHEAD LANE | REEDLEY | BURNLEY | LANCASHIRE | BB12 9DU | ENGLAND | 382607 | 435892 | PADIHAM | NELSON |  | 132 | ELECTRICITY NORTH WEST LIMITED | PV | PHOTOVOLTAIC | NO | 0 | 0 | 35 |  |  |  | 0 | 0 | 0 |  |  |  | 0 | 0 | 0 | NO | ACCEPTED TO CONNECT | 0 | 0 | 0 | 0 | 0 |  | 35 | 35 | 35 | 0.17 | 0.17 | 2023-03-09 00:00:00 |  | NO | TO BE CONFIRMED |  | NO |  |  | 2023-04-03 | 53.81901025105849, -2.265671110388283
1650000093201 | 1650000093196 | LANCASHIRE COUNTY COUNCIL | SALT AYRE LEISURE CENTRE | DORIS HENDERSON WAY | MORECAMBE | LANCASTER | LANCASHIRE | LA1 5JS | ENGLAND | 346149 | 462540 | HEYSHAM | LANCASTER | LANCASTER PRIMARY | 11 | ELECTRICITY NORTH WEST LIMITED | PV | PHOTOVOLTAIC | NO | 0 | 0 | 1.053 |  |  |  | 0 | 0 | 0 |  |  |  | 0 | 0 | 0 | NO | CONNECTED | 1.053 | 0.475 | 0.5 | 1.1685 | 1.23 | 2022-02-09 | 0 |  |  | 0 | 0 |  |  | NO | TO BE CONFIRMED |  | NO |  |  | 2023-05-10 | 54.055985428419156, -2.82411184524455
DATA NOT AVAILABLE | DATA NOT AVAILABLE | ENWL COMA | HM AGECROFT GAS PEAKING PLANT | HM AGECROFT | AGECROFT ROAD | PENDLEBURY | MANCHESTER | M27 8FB | ENGLAND | 380244 | 402009 | KEARSLEY | AGECROFT |  | 33 | ELECTRICITY NORTH WEST LIMITED | NATURAL GAS | ENGINE (COMBUSTION / RECIPROCATING) | NO | 0 | 0 | 15 |  |  |  | 0 | 0 | 0 |  |  |  | 0 | 0 | 0 | NO | ACCEPTED TO CONNECT | 0 | 0 | 0 | 0 | 0 |  | 15 | 15 | 1.5 | 1.5 | 1.5 | 2023-04-06 00:00:00 |  | NO | TO BE CONFIRMED |  | NO |  |  | 2023-05-11 | 53.51438391220885, -2.2993947713807117
DATA NOT AVAILABLE | DATA NOT AVAILABLE | FIRMA VOGT SOLAR LTD | BURNFOOT FARM | LONGTOWN |  | CARLISLE | CUMBRIA | CA6 5SL | ENGLAND | 336709 | 566252 | HARKER / HUTTON | SPADEADAM |  | 132 | ELECTRICITY NORTH WEST LIMITED | PV | PHOTOVOLTAIC | NO | 0 | 0 | 45 |  |  |  | 0 | 0 | 0 |  |  |  | 0 | 0 | 0 | NO | ACCEPTED TO CONNECT | 0 | 0 | 0 | 0 | 0 |  | 45 | 45 | 45 | 0.5 | 0.5 | 2023-05-04 00:00:00 |  | NO | TO BE CONFIRMED |  |  |  |  | 2023-06-13 | 54.986820655463504, -2.9906039335920447
DATA NOT AVAILABLE | DATA NOT AVAILABLE | NOVENTUM POWER | TURNERS SOLAR FARM | TURNERS LANE |  | PRESTON | LANCASHIRE | PR3 1GJ | ENGLAND | 350984 | 444918 | PENWORTHAM | BLACKBURN |  | 132 | ELECTRICITY NORTH WEST LIMITED | PV | PHOTOVOLTAIC | NO | 0 | 0 | 23 |  |  |  | 0 | 0 | 0 |  |  |  | 0 | 0 | 0 | NO | ACCEPTED TO CONNECT | 0 | 0 | 0 | 0 | 0 |  | 23 | 23 | 23 | 0.5 | 0.5 | 2023-06-13 00:00:00 |  | NO | TO BE CONFIRMED |  |  |  |  | 2024-03-14 | 53.89810148682568, -2.747419427545788
DATA NOT AVAILABLE | 1600000132773 | GENOVATE | PARK CAKES BAKERIES | ASHTON ROAD |  | OLDHAM | GREATER MANCHESTER | OL8 2ND | ENGLAND | 392885 | 403069 | WHITEGATE | GREENHILL |  | 6.6 | ELECTRICITY NORTH WEST LIMITED | NATURAL GAS | ENGINE (COMBUSTION / RECIPROCATING) | NO | 0 | 0 | 1.26 |  |  |  | 0 | 0 | 0 |  |  |  | 0 | 0 | 0 | NO | ACCEPTED TO CONNECT | 0 | 0 | 0 | 0 | 0 |  | 1.26 | 1.26 | 1.26 | 3.5 | 3.5 | 2023-06-19 00:00:00 |  | NO | TO BE CONFIRMED |  |  |  |  | 2023-06-13 | 53.524237379366454, -2.1087906036227526
DATA NOT AVAILABLE | DATA NOT AVAILABLE | S&L ENERGY LTD | WATERSWALLOWS 2 BESS | WATERSWALLOWS LANE |  | BUXTON | CHESHIRE | SK17 7JB | ENGLAND | 408261 | 375282 | STALYBRIDGE | BUXTON |  | 33 | ELECTRICITY NORTH WEST LIMITED | BATTERY |  | NO | 0 | 0 | 20 |  |  |  | 0 | 0 | 0 |  |  |  | 0 | 0 | 0 | NO | ACCEPTED TO CONNECT | 0 | 0 | 0 | 0 | 0 |  | 20 | 20 | 20 | 20 | 20 | 2023-07-08 00:00:00 |  | NO | TO BE CONFIRMED |  |  |  |  | 21/08/2023 | 53.274459489715206, -1.8775806820981422
DATA NOT AVAILABLE | DATA NOT AVAILABLE | AEUK BATTERY PROJECT IV LTD | OLD RANGE BESS | WALNEY ROAD |  | ORMSGIL | CUMBRIA | LA14 5UY | ENGLAND | 319262 | 470922 | HARKER / HUTTON | BARROW |  | 132 | ELECTRICITY NORTH WEST LIMITED | BATTERY |  | NO | 0 | 0 | 30 |  |  |  | 0 | 0 | 0 |  |  |  | 0 | 0 | 0 | NO | ACCEPTED TO CONNECT | 0 | 0 | 0 | 0 | 0 |  | 30 | 30 | 30 | 30 | 30 | 2023-09-01 00:00:00 |  | NO | TO BE CONFIRMED |  |  |  |  | 2023-10-11 | 54.1277856098908, -3.236984875918767
DATA NOT AVAILABLE | DATA NOT AVAILABLE | KRONOS SOLAR | ASKAM SOLAR FARM | LAND ON THE EAST SIDE OF DALTON ROAD |  | ASKAM-IN-FURNESS | CUMBRIA | LA16 7DN | ENGLAND | 321897 | 477344 | HARKER/HUTTON | ULVERSTON | ASKAM | 33 | ELECTRICITY NORTH WEST LIMITED | PV | PHOTOVOLTAIC | NO | 0 | 0 | 15 | STORED ENERGY (ALL STORED ENERGY IRRESPECTIVE OF THE ORIGINAL ENERGY SOURCE) | STORAGE - ELECTROCHEMICAL (BATTERIES) | NO | 0 | 0 | 0 |  |  |  | 0 | 0 | 0 | NO | ACCEPTED TO CONNECT | 0 | 0 | 0 | 0 | 0 |  | 15 | 15 | 15 | 7 | 7 | 2023-10-18 00:00:00 |  | NO | TO BE CONFIRMED |  |  |  |  | 2023-11-10 | 54.18589777390502, -3.198339127672862
DATA NOT AVAILABLE | DATA NOT AVAILABLE | DECERNA LIMITED | HYLTON CARAVAN PARK | LAND ADJOINING HYLTON CARAVAN PARK | EDEN STREET | SILLOTH | CUMBRIA | CA7 4AY | ENGLAND | 311317 | 553404 | HARKER/HUTTON | CARLISLE | DATA NOT AVAILABLE | 6.6 | ELECTRICITY NORTH WEST PLC | BATTERY | STORAGE - ELECTROCHEMICAL (BATTERIES) | NO | 0 | 0 | 5 |  |  |  | 0 | 0 | 0 |  |  |  | 0 | 0 | 0 | NO | ACCEPTED TO CONNECT | 0 | 0 | 0 | 0 | 0 |  | 5 | 5 | 5 | 5 | 5 | 2023-11-07 00:00:00 |  | NO | TO BE CONFIRMED |  | NO |  |  | 2023-11-23 | 54.86752039816267, -3.38333568365732
DATA NOT AVAILABLE | DATA NOT AVAILABLE | AMBERSIDE POWER | BURNLEY BESS | LAND NORTH OF HALIFAX ROAD | LANE BOTTOM | BRIERCLIFFE | LANCASHIRE | BB10 3QH | ENGLAND | 388878 | 388878 | ROCHDALE | BURNLEY | DATA NOT AVAILABLE | 132 | ELECTRICITY NORTH WEST PLC | BATTERY | STORAGE - ELECTROCHEMICAL (BATTERIES) | NO | 0 | 0 | 77 |  |  |  | 0 | 0 | 0 |  |  |  | 0 | 0 | 0 | NO | ACCEPTED TO CONNECT | 0 | 0 | 0 | 0 | 0 |  | 77 | 77 | 77 | 77 | 77 | 2023-11-20 00:00:00 |  | NO | TO BE CONFIRMED |  | NO |  |  | 2023-11-23 | 53.39661222612682, -2.168723618334603
DATA NOT AVAILABLE | DATA NOT AVAILABLE | UNITED UTILTIES | CARLISLE WWTW | WILLOW HOLME ROAD | WILLOWHOLME | CARLISLE | CUMBRIA | CA2 5SH | ENGLAND | 338925 | 556468 | HARKER/HUTTON | CARLISLE | DATA NOT AVAILABLE | 11 | ELECTRICITY NORTH WEST PLC | NATURAL GAS | OTHER | NO | 0 | 0 | 3.687 |  |  |  | 0 | 0 | 0 |  |  |  | 0 | 0 | 0 | NO | ACCEPTED TO CONNECT | 0 | 0 | 0 | 0 | 0 |  | 3.687 | 3.6869999999999998 | 3.6869999999999998 | 3.687 | 3.687 | 2023-11-18 00:00:00 |  | NO | TO BE CONFIRMED |  | NO |  |  | 2023-11-23 | 54.89918863327183, -2.9538949775145036
DATA NOT AVAILABLE | DATA NOT AVAILABLE | IMMERSA LTD | KINGMOOR PARK | CARGO |  | CARLISLE | CUMBRIA | CA6 4AJ | ENGLAND | 337343 | 559242 |  |  | DATA NOT AVAILABLE | 33 | ELECTRICITY NORTH WEST PLC | DATA NOT AVAILABLE | DATA NOT AVAILABLE | NO | 0 | 0 | 99.4 |  |  |  | 0 | 0 | 0 |  |  |  | 0 | 0 | 0 | NO | ACCEPTED TO CONNECT | 0 | 0 | 0 | 0 | 0 |  | 99.4 | 99.4 | 99.4 | 99.4 | 99.4 | 2023-11-17 00:00:00 |  | NO | TO BE CONFIRMED |  | NO |  |  | 2023-11-23 | 54.92391676202853, -2.9791647749088717
DATA NOT AVAILABLE | DATA NOT AVAILABLE | LIGHTSOURCE RENEWABLE UK DEVELOPMEN | EAVES FARM (PADIHAM) BESS | EAVES BARN FARM | PADIHAM | BURNLEY | LANCASHIRE | BB12 7LP | ENGLAND | 378716 | 432870 | PADIHAM |  | DATA NOT AVAILABLE | 132 | ELECTRICITY NORTH WEST PLC | BATTERY | STORAGE - ELECTROCHEMICAL (BATTERIES) | NO | 0 | 0 | 99.9 |  |  |  | 0 | 0 | 0 |  |  |  | 0 | 0 | 0 | NO | ACCEPTED TO CONNECT | 0 | 0 | 0 | 0 | 0 |  | 99.9 | 99.9 | 99.9 | 99.9 | 99.9 | 2023-11-17 00:00:00 |  | NO | TO BE CONFIRMED |  | NO |  |  | 2023-11-23 | 53.79170354659483, -2.324562067442799
DATA NOT AVAILABLE | DATA NOT AVAILABLE | SYNTHETIC POWER LTD | GF FAR MOOR | UPHOLLAND ROAD | ORRELL | WIGAN | GREATER MANCHESTER | WN5 7AW | ENGLAND | 352196 | 403571 | WASHWAY FARM | ORRELL | DATA NOT AVAILABLE | 33 | ELECTRICITY NORTH WEST PLC | BATTERY | STORAGE - ELECTROCHEMICAL (BATTERIES) | NO | 0 | 0 | 50 |  |  |  | 0 | 0 | 0 |  |  |  | 0 | 0 | 0 | NO | ACCEPTED TO CONNECT | 0 | 0 | 0 | 0 | 0 |  | 50 | 50 | 50 | 50 | 50 | 2023-11-27 00:00:00 |  | NO | TO BE CONFIRMED |  | NO |  |  | 2023-12-05 | 53.52661445876527, -2.722578203030009
DATA NOT AVAILABLE | DATA NOT AVAILABLE | SANDBROOK CAPITAL BES LTD | WASHWAY FARM BESS VAR1 | SPA LANE, LATHOM SOUTH, SKELMERSDALE | LATHOM SOUTH | SKELMERSDALE | LANCASHIRE | L40 6QJ | ENGLAND | 345807 | 407897 | WASHWAY FARM | SKELMERSDALE | DATA NOT AVAILABLE | 132 | ELECTRICITY NORTH WEST PLC | BATTERY | STORAGE - ELECTROCHEMICAL (BATTERIES) | NO | 0 | 0 | 85 |  |  |  | 0 | 0 | 0 |  |  |  | 0 | 0 | 0 | NO | ACCEPTED TO CONNECT | 0 | 0 | 0 | 0 | 0 |  | 85 | 85 | 85 | 85 | 85 | 2023-11-23 00:00:00 |  | NO | TO BE CONFIRMED |  | NO |  |  | 2023-12-05 | 53.564872623064375, -2.819695161646139
DATA NOT AVAILABLE | DATA NOT AVAILABLE | ENERGI GENERATION | PEEL RD BESS | PEEL ROAD | PEEL, WESTBY-WITH-PLUMPTONS | LYTHAM ST ANNES | LANCASHIRE | FY4 5JU | ENGLAND | 335777 | 431930 | PENWORTHAM/STANAH | PEEL | DATA NOT AVAILABLE | 132 | ELECTRICITY NORTH WEST PLC | BATTERY | STORAGE - ELECTROCHEMICAL (BATTERIES) | NO | 0 | 0 | 49.9 |  |  |  | 0 | 0 | 0 |  |  |  | 0 | 0 | 0 | NO | ACCEPTED TO CONNECT | 0 | 0 | 0 | 0 | 0 |  | 49.9 | 49.9 | 49.9 | 49.9 | 49.9 | 2023-11-29 00:00:00 |  | NO | TO BE CONFIRMED |  | NO |  |  | 2023-12-05 | 53.779719739497494, -2.976090375552297
DATA NOT AVAILABLE | DATA NOT AVAILABLE | ADVANCE PLUS | CARLISLE WWTW | WILLOW HOLME ROAD | WILLOWHOLME | CARLISLE | CUMBRIA | CA2 5SH | ENGLAND | 338882 | 556455 | CARLISLE | HARKER / HUTTON | DATA NOT AVAILABLE | 11 | ELECTRICITY NORTH WEST PLC | NATURAL GAS | DATA NOT AVAILABLE | NO | 0 | 0 | 0 |  |  |  | 0 | 0 | 0 |  |  |  | 0 | 0 | 0 | NO | ACCEPTED TO CONNECT | 0 | 0 | 0 | 0 | 0 |  | 0 | 3.49 | 3.49 | 0.1 | 0.1 | 2023-11-17 00:00:00 |  | TO BE CONFIRMED | TO BE CONFIRMED |  | TO BE CONFIRMED |  |  | 2024-01-02 | 54.899066561235394, -2.954562626171749
DATA NOT AVAILABLE | DATA NOT AVAILABLE | YLEM ENERGY LTD | FURNESS VALE BESS | LAND ON THE SOUTH SIDE OF GOWHOLE | FURNESS VALE | HIGH PEAK | DERBYSHIRE | SK23 7QE | ENGLAND | 400933 | 384021 | NEW MILLS | STALYBRIDGE | DATA NOT AVAILABLE | 33 | ELECTRICITY NORTH WEST PLC | BATTERY | STORAGE - ELECTROCHEMICAL (BATTERIES) | NO | 0 | 0 | 49.9 |  |  |  | 0 | 0 | 0 |  |  |  | 0 | 0 | 0 | NO | ACCEPTED TO CONNECT | 0 | 0 | 0 | 0 | 0 |  | 49.9 | 20.5 | 20.5 | 20.5 | 20.5 | 2023-12-15 00:00:00 |  | TO BE CONFIRMED | TO BE CONFIRMED |  | TO BE CONFIRMED |  |  | 2024-01-02 | 53.35307356069795, -1.9874462843960046
DATA NOT AVAILABLE | DATA NOT AVAILABLE | SONNEDIXUK HOLDINGS LIMITED | PENNY BRIDGE SOLAR | THE LODGE | PENNY BRIDGE | ULVERSTON | CUMBRIA | LA12 7RN | ENGLAND | 329413 | 483080 | ULVERSTON | HARKER / HUTTON | DATA NOT AVAILABLE | 33 | ELECTRICITY NORTH WEST PLC | PV | PHOTOVOLTAIC | NO | 0 | 0 | 30 |  |  |  | 0 | 0 | 0 |  |  |  | 0 | 0 | 0 | NO | ACCEPTED TO CONNECT | 0 | 0 | 0 | 0 | 0 |  | 30 | 15.04 | 15.04 | 0.15 | 0.15 | 2023-12-20 00:00:00 |  | TO BE CONFIRMED | TO BE CONFIRMED |  | TO BE CONFIRMED |  |  | 2024-01-02 | 54.23853066341342, -3.084538668898192
DATA NOT AVAILABLE | DATA NOT AVAILABLE | YLEM ENERGY LTD | KNUZDEN BESS 60MW | LAND AT KNUZDEN MOSS FARM | STANHILL ROAD | OSWALDTWISTLE | LANCASHIRE | BB5 3RE | ENGLAND | 372043 | 427847 | PENWORTHAM | BLACKBURN | DATA NOT AVAILABLE | 132 | ELECTRICITY NORTH WEST PLC | BATTERY | STORAGE - ELECTROCHEMICAL (BATTERIES) | NO | 0 | 0 | 60 |  |  |  | 0 | 0 | 0 |  |  |  | 0 | 0 | 0 | NO | ACCEPTED TO CONNECT | 0 | 0 | 0 | 0 | 0 |  | 30 | 60 | 60 | 60.5 | 60.5 | 2023-12-21 00:00:00 |  | TO BE CONFIRMED | TO BE CONFIRMED |  | TO BE CONFIRMED |  |  | 2024-03-14 | 53.746240946710735, -2.425395456656155
DATA NOT AVAILABLE | DATA NOT AVAILABLE | YLEM ENERGY LTD | MEDLOCK BESS 30MW | LAND ON THE SOUTH EAST SIDE OF MEDLOCK ROAD | FAILSWORTH | MANCHESTER | GREATER MANCHESTER | M35 9WG | ENGLAND | 390393 | 400017 | DROYLSDEN | STALYBRIDGE | DATA NOT AVAILABLE | 33 | ELECTRICITY NORTH WEST PLC | BATTERY | STORAGE - ELECTROCHEMICAL (BATTERIES) | NO | 0 | 0 | 20 |  |  |  | 0 | 0 | 0 |  |  |  | 0 | 0 | 0 | NO | ACCEPTED TO CONNECT | 0 | 0 | 0 | 0 | 0 |  | 20 | 30 | 30 | 30.5 | 30.5 | 2023-12-21 00:00:00 |  | TO BE CONFIRMED | TO BE CONFIRMED |  | TO BE CONFIRMED |  |  | 2024-01-02 | 53.49676471492887, -2.146284462607879
DATA NOT AVAILABLE | DATA NOT AVAILABLE | MANCHESTER AIRPORT GROUP | MAN AIRPORT (AMAZON) PV ARRAY | 4TH FLOOR OLYMPIC HOUSE | MANCHESTER AIRPORT | MANCHESTER | GREATER MANCHESTER | M90 1QX | ENGLAND | 382113 | 385258 | SOUTH MANCHESTER | MOSS NOOK | MANCHESTER AIRPORT | 11 | ELECTRICITY NORTH WEST PLC | PV | PHOTOVOLTAIC | NO | 0 | 0 | 1.6 |  |  |  | 0 | 0 | 0 |  |  |  | 0 | 0 | 0 | NO | ACCEPTED TO CONNECT | 0 | 0 | 0 | 0 | 0 |  | 1.6 | 0 |  | 0 | 30 | 2021-11-22 00:00:00 |  |  | TO BE CONFIRMED |  |  |  |  | 2024-03-14 | 53.36388659311273, -2.27025219444682
DATA NOT AVAILABLE | DATA NOT AVAILABLE | YLEM ENERGY LTD | TOWNHEAD FARM 50 | 50 MW BESS, LAND AT TOWNHEAD FARM | HOUGHTON | CARLISLE | CUMBRIA | CA3 0FQ | ENGLAND | 340241 | 560021 | HARKER/HUTTON | DATA NOT AVAILABLE | DATA NOT AVAILABLE | 132 | ELECTRICITY NORTH WEST LIMITED |  |  | NO | 0 | 0 | 50 |  |  |  | 0 | 0 | 0 |  |  |  | 0 | 0 | 0 | NO | ACCEPTED TO CONNECT | 0 | 0 | 0 | 0 | 0 |  | 50 | 50 | 50 | 50 | 50 | 2024-02-26 00:00:00 | [7 empty] | 2024-03-14 | 54.931272026847694, -2.934116444850036
DATA NOT AVAILABLE | DATA NOT AVAILABLE | YLEM ENERGY LTD | BRIERCLIFFE BESS | LAND ON THE SOUTH SIDE OF HALIFAX ROAD | BRIERCLIFFE | BURNLEY | LANCASHIRE | BB10 3QS | ENGLAND | 387705 | 435424 | ROCHDALE | BURNLEY | DATA NOT AVAILABLE | 33 | ELECTRICITY NORTH WEST LIMITED | BATTERY | STORAGE - ELECTROCHEMICAL (BATTERIES) | NO | 0 | 0 | 30 |  |  |  | 0 | 0 | 0 |  |  |  | 0 | 0 | 0 | NO | ACCEPTED TO CONNECT | 0 | 0 | 0 | 0 | 0 |  | 30 | 30 | 30 | 30 | 30 | 2024-02-02 00:00:00 | [7 empty] | 2024-04-14 | 53.814950590966234, -2.1882172804098965
DATA NOT AVAILABLE | DATA NOT AVAILABLE | ENERGI GENERATION | NORTH FARM BESS PLANT NO 2 | LAND AT NORTH FARM | A683 BAY GATEWAY LAND | HEYSHAM | LANCASHIRE | LA3 2HJ | ENGLAND | 342779 | 460422 | HEYSHAM | MIDDLETON | DATA NOT AVAILABLE | 132 | ELECTRICITY NORTH WEST LIMITED | BATTERY | STORAGE - ELECTROCHEMICAL (BATTERIES) | NO | 0 | 0 | 99.9 |  |  |  | 0 | 0 | 0 |  |  |  | 0 | 0 | 0 | NO | ACCECPTED TO CONNECT | 0 | 0 | 0 | 0 | 0 |  | 99.9 | 99.9 | 99.9 | 99.9 | 99.9 | 2024-02-26 00:00:00 | [7 empty] | 2024-05-15 | 54.03658814816978, -2.875184867910267
DATA NOT AVAILABLE | DATA NOT AVAILABLE | LIGHTSOURCE RENEWABLE | MOSS NOOK BESS 2 | LAND TO THE NORTH OF THE A555 | MANCHESTER AIRPORT RELIEF ROAD | CHEADLE | CHESHIRE | SK8 3PS | ENGLAND | 384428 | 384724 | SOUTH MANCHESTER | MOSS NOOK | DATA NOT AVAILABLE | 132 | ELECTRICITY NORTH WEST LIMITED | BATTERY | STORAGE - ELECTROCHEMICAL (BATTERIES) | NO | 0 | 0 | 70 |  |  |  | 0 | 0 | 0 |  |  |  | 0 | 0 | 0 | NO | ACCECPTED TO CONNECT | 0 | 0 | 0 | 0 | 0 |  | 70 | 70 | 70 | 70 | 70 | 2024-05-23 00:00:00 | [7 empty] | 2024-06-12 | 53.3591604800143, -2.2354384378553154
DATA NOT AVAILABLE | DATA NOT AVAILABLE | ABEI ENERGY | MYTHORP ROAD | LAND LYING SOUTH OF MYTHOP ROAD |  | BLACKPOOL | LANCASHIRE | FY8 3LR | ENGLAND | 336565 | 434763 | PENWORTHAM | DATA NOT AVAILABLE | DATA NOT AVAILABLE | 132 | ELECTRICITY NORTH WEST LIMITED | BATTERY | STORAGE - ELECTROCHEMICAL (BATTERIES) | NO | 0 | 0 | 75 |  |  |  | 0 | 0 | 0 |  |  |  | 0 | 0 | 0 | NO | ACCECPTED TO CONNECT | 0 | 0 | 0 | 0 | 0 |  | 75 | 75 | 75 | 75 | 75 | 2024-06-04 00:00:00 | [7 empty] | 2024-07-12 | 53.80527579340407, -2.9647182407650585
DATA NOT AVAILABLE | DATA NOT AVAILABLE | GAMCAP MAGNORA DEVELOPMENT | BIGRIGG BESS | LAND AT LONGHORN FARM | BIGRIGG | EGREMONT | CUMBRIA | CA22 2TG | ENGLAND | 300300 | 512969 | HARKER | EGREMONT | DATA NOT AVAILABLE | 33 | ELECTRICITY NORTH WEST LIMITED | BATTERY | STORAGE - ELECTROCHEMICAL (BATTERIES) | NO | 0 | 0 | 40 |  |  |  | 0 | 0 | 0 |  |  |  | 0 | 0 | 0 | NO | ACCECPTED TO CONNECT | 0 | 0 | 0 | 0 | 0 |  | 40 | 40 | 40 | 40 | 40 | 2024-07-11 00:00:00 | [7 empty] | 2024-09-17 | 54.502202760228485, -3.5411026998166055
DATA NOT AVAILABLE | DATA NOT AVAILABLE | VITAL ENERGY UTILITIES LTD | ENERGY CENTRE | LOWER MOSLEY STREET | MANCHESTER | MANCHESTER | MANCHESTER | M2 3GX | ENGLAND | 383600 | 397600 | BREDBURY GSP | LONGSIGHT | - | 33 | ELECTRICITY NORTH WEST LIMITED | OTHER | OTHER | YES | 0 | 0 | 5.4 |  |  |  | 0 | 0 | 0 |  |  |  | 0 | 0 | 0 | NO | CONNECTED | 5.6842 | 5.4 | 5.6842 | 0 | 0 | 2020-11-13 | 0 |  |  | 0 | 0 |  |  | NO | NO |  |  |  |  | 2021-12-06 | 53.4748705024357, -2.2485539692645165
DATA NOT AVAILABLE | DATA NOT AVAILABLE | ENERGI GENERATION 8 LTD | HUNTROYDE | OLD HEY FARM | WHALLEY ROAD | PADIHAM | LANCASHIRE | BB12 7HL | ENGLAND | 378200 | 433729 | PADIHAM GSP | HUNCOAT | - | 132 | ELECTRICITY NORTH WEST LIMITED | BATTERY | STORAGE - ELECTROCHEMICAL (BATTERIES) | NO | 0 | 0 | 99 |  |  |  | 0 | 0 | 0 |  |  |  | 0 | 0 | 0 | NO | ACCEPTED TO CONNECT | 0 | 0 | 0 | 0 | 0 |  | 99.9 | 99.9 | 99.9 | 99.9 | 99.9 | 2021-11-10 00:00:00 |  | NO | TO BE CONFIRMED |  | NO |  |  | 2021-12-06 | 53.79940260227967, -2.332455660358513
DATA NOT AVAILABLE | DATA NOT AVAILABLE | AGREN POWER AND ENERGY LTD | YEW TREE DAIRY | 1 PIT HEY PLACE | WEST PIMBO | SKELMERSDALE | LANCASHIRE | WN8 9PS | ENGLAND | 349517 | 404174 | WASHWAY FARM GSP / KIRKBY GSP GROUP | SKELMERSDALE | PIMBO | 11 | ELECTRICITY NORTH WEST LIMITED | OTHER | OTHER | YES | 0 | 0 | 2 |  |  |  | 0 | 0 | 0 |  |  |  | 0 | 0 | 0 | NO | ACCEPTED TO CONNECT | 0 | 0 | 0 | 0 | 0 |  | 2.48 | 0.95 | 1 | 3.8 | 4 | 2016-11-02 00:00:00 |  | NO | NO |  | TO BE CONFIRMED |  |  | 2021-12-06 | 53.53178285205445, -2.763083683205437
DATA NOT AVAILABLE | DATA NOT AVAILABLE | NHS | WYTHENSHAWE HOSPITAL | SOUTHMOOR ROAD | WYTHENSHAWE | MANCHESTER | GREATER MANCHESTER | M23 9LT | ENGLAND | 380500 | 388000 | CARRINGTON ENWL SGTS 1B 2B 4 7 | SALE | BAGULEY | 11 | ELECTRICITY NORTH WEST LIMITED | FOSSIL - OIL | ENGINE (COMBUSTION / RECIPROCATING) | NO | 0 | 0 | 1.25 |  |  |  | 0 | 0 | 0 |  |  |  | 0 | 0 | 0 | NO | ACCEPTED TO CONNECT | 0 | 0 | 0 | 0 | 0 |  | 1.3158 | 1.25 | 1.3157894736842106 | 0 | 0 | 2019-06-05 00:00:00 |  | NO | NO |  | TO BE CONFIRMED |  |  | 2023-04-05 | 53.38847559822719, -2.2946607030824397
1630000799845 | 1630000799836 | WINSCALES MOOR WINDFARM LIMITED | WINSCALES MOOR WIND FARM |  | WINSCALES | WORKINGTON | CUMBRIA | CA14 4JG | ENGLAND | 303187 | 526896 | HARKER ENWL SGTS 1 2 3A 4 / HUTTON GSP GROUP | STAINBURN & SIDDICK | - | 33 | ELECTRICITY NORTH WEST LIMITED | WIND | ONSHORE WIND TURBINES | NO | 0 | 0 | 5.95 |  |  |  | 0 | 0 | 0 |  |  |  | 0 | 0 | 0 | NO | CONNECTED | 5.95 | 5.6525 | 5.95 | 0.057 | 0.06 | 2009-05-01 | 0 |  |  | 0 | 0 |  |  | NO | NO |  |  |  |  | 2021-12-06 | 54.627879055196274, -3.501129159774035
1640000527871 | 1600000138214 | UNITED UTILITIES WATER LTD | WIGAN ETW | DEANS LANE | LATHOM | ORMSKIRK | LANCASHIRE | L40 4BL | ENGLAND | 347953 | 411166 | WASHWAY FARM GSP / KIRKBY GSP GROUP | SKELMERSDALE | SKELMERSDALE | 11 | ELECTRICITY NORTH WEST LIMITED | PV | PHOTOVOLTAIC | NO | 0 | 0 | 1.6 | FOSSIL - OIL | ENGINE (COMBUSTION / RECIPROCATING) |  | 0 | 0 | 1.52 |  |  |  | 0 | 0 | 0 | NO | CONNECTED | 3.12 | 2.66 | 2.8 | 3.6128 | 3.803 | 2016-01-01 | 0 |  |  | 0 | 0 |  |  | NO | NO |  |  |  |  | 2021-12-06 | 53.59447023541954, -2.7878438649278996
1640000197828 | 1640000197819 | CLAIRE LANKESTER | WHINNEY HILL 2 | WHINNEY HILL ROAD | WHINNEY HILL ROAD | ACCRINGTON | LANCASHIRE | BB5 5EN | ENGLAND | 376407 | 430214 | PADIHAM GSP | HUNCOAT | STRAWBERRY BANK | 6.6 | ELECTRICITY NORTH WEST LIMITED | BIOFUEL - LANDFILL GAS | ENGINE (COMBUSTION / RECIPROCATING) | NO | 0 | 0 | 2 |  |  |  | 0 | 0 | 0 |  |  |  | 0 | 0 | 0 | NO | CONNECTED | 2 | 1.9 | 2 | 0.1425 | 0.15 | 2012-02-01 | 0 |  |  | 0 | 0 |  |  | NO | NO |  |  |  |  | 2021-12-06 | 53.767731881777664, -2.3594067082152455
1640000295394 | 1640000295385 | BEGL 4 LIMITED | WESTNEWTON WIND FARM |  |  | WIGTON | CUMBRIA | CA7 3PF | ENGLAND | 313725 | 543106 | HARKER ENWL SGTS 1 2 3A 4 / HUTTON GSP GROUP | CARLISLE | - | 33 | ELECTRICITY NORTH WEST LIMITED | WIND | ONSHORE WIND TURBINES | NO | 0 | 0 | 7.05 |  |  |  | 0 | 0 | 0 |  |  |  | 0 | 0 | 0 | NO | CONNECTED | 7.05 | 7.2675 | 7.65 | 0.095 | 0.1 | 2013-12-01 | 0 |  |  | 0 | 0 |  |  | NO | NO |  |  |  |  | 2021-12-06 | 54.775425267472315, -3.342753412976869
1620000631871 | 1600000160317 | SPRINGFIELD ENVIRONMENTAL LIMITED | WEST QUARRY | APPLEY LANE NORTH | APPLEY LANE NORTH | WIGAN | GREATER MANCHESTER | WN6 9AE | ENGLAND | 352297 | 409491 | PENWORTHAM WEST GSP / STANAH GSP GROUP | WRIGHTINGTON | STANDISH | 11 | ELECTRICITY NORTH WEST LIMITED | BIOFUEL - LANDFILL GAS | ENGINE (COMBUSTION / RECIPROCATING) | NO | 0 | 0 | 4.5 |  |  |  | 0 | 0 | 0 |  |  |  | 0 | 0 | 0 | NO | ACCEPTED TO CONNECT | 4.5 | 4.275 | 4.5 | 0.038 | 0.04 | 2002-04-01 | 0 |  |  | 0 | 0 |  |  | NO | NO |  |  |  |  | 2024-03-14 | 53.5798303162786, -2.7219602382708197
DATA NOT AVAILABLE | 1600000142610 | NORTH CUMBRIA UNIVERSITY NHS TRUST | WEST CUMBERLAND HOSPITAL | HOMEWOOD | HOMEWOOD | WHITEHAVEN | CUMBRIA | CA28 8JG | ENGLAND | 298950 | 516106 | HARKER ENWL SGTS 1 2 3A 4 / HUTTON GSP GROUP | EGREMONT | HENSINGHAM | 11 | ELECTRICITY NORTH WEST LIMITED | FOSSIL - OIL | ENGINE (COMBUSTION / RECIPROCATING) | NO | 0 | 0 | 3.6 | BIOFUEL - OTHER | ENGINE (COMBUSTION / RECIPROCATING) |  | 0 | 0 | 0.35625 |  |  |  | 0 | 0 | 0 | NO | CONNECTED | 3.9562 | 0 | 0 | 1.615 | 1.7 | 2014-10-01 | 0 |  |  | 0 | 0 |  |  | NO | NO |  |  |  |  | 2021-12-06 | 54.53011661451302, -3.563017252129596
DATA NOT AVAILABLE | DATA NOT AVAILABLE | S4N CORYTON LTD | WEDDICAR SOLAR FARM 31MW NON-FIRM | WEDDICAR SOLAR FARM | WEDDICAR SOLAR FARM | EGREMONT | CUMBRIA | CA26 3TF | ENGLAND | 302381 | 517795 | HARKER ENWL SGTS 1 2 3A 4 / HUTTON GSP GROUP | EGREMONT | - | 33 | ELECTRICITY NORTH WEST LIMITED | PV | PHOTOVOLTAIC | NO | 0 | 0 | 31 |  |  |  | 0 | 0 | 0 |  |  |  | 0 | 0 | 0 | NO | ACCEPTED TO CONNECT | 0 | 0 | 0 | 0 | 0 |  | 32.6316 | 31 | 32.631578947368425 | 0 | 0 | 2018-06-11 00:00:00 | 2027-01-01 00:00:00 | NO | NO |  | TO BE CONFIRMED |  | TR-01 | 2021-12-06 | 54.545963578122894, -3.5105799885694062
WAL2_T2 | WAL2_T2 | DATA NOT AVAILABLE | WALNEY 2 OFFSHORE WIND FARM | [5 empty] | ENGLAND | 300433 | 461966 | PENWORTHAM WEST GSP / STANAH GSP GROUP | - | - | 132 | ELECTRICITY NORTH WEST LIMITED | WIND | OFFSHORE WIND TURBINES | NO | 0 | 0 | 183 |  |  |  | 0 | 0 | 0 |  |  |  | 0 | 0 | 0 | NO | CONNECTED | 183 | 183 | 192.6316 | 0 | 0 | 2011-08-22 | 0 |  |  | 0 | 0 |  |  | NO | NO |  |  |  |  | 2021-12-06 | 54.04401642060604, -3.522064319041265
1640000647155 | 1640000647164 | TGC EMERALD LIMITED | UNIT A | BROADWAY INDUSTRIAL ESTATE | BROADWAY INDUSTRIAL ESTATE | HYDE | CHESHIRE | SK14 4QF | ENGLAND | 393898 | 396455 | STALYBRIDGE GSP | HYDE | DUKINFIELD | 6.6 | ELECTRICITY NORTH WEST LIMITED | NATURAL GAS | ENGINE (COMBUSTION / RECIPROCATING) | NO | 0 | 0 | 6 |  |  |  | 0 | 0 | 0 |  |  |  | 0 | 0 | 0 | NO | CONNECTED | 6 | 5.7 | 6 | 0.2375 | 0.25 | 2018-11-01 | 0 |  |  | 0 | 0 |  |  | NO | YES |  |  |  |  | 2021-12-06 | 53.46480104994541, -2.0933797554133595
1640000667189 | 1640000667170 | ALKANE ENERGY CM LIMITED | UNIT 1 | STAR LANE | STAR LANE | BOLTON | GREATER MANCHESTER | BL6 5HR | ENGLAND | 362681 | 411130 | KEARSLEY 132 GSP | WESTHOUGHTON | CROWN LANE | 11 | ELECTRICITY NORTH WEST LIMITED | NATURAL GAS | ENGINE (COMBUSTION / RECIPROCATING) | NO | 0 | 0 | 6 |  |  |  | 0 | 0 | 0 |  |  |  | 0 | 0 | 0 | NO | CONNECTED | 6 | 5.7 | 6 | 0.095 | 0.1 | 2017-12-01 | 0 |  |  | 0 | 0 |  |  | NO | NO |  |  |  |  | 2021-12-06 | 53.595405282363025, -2.565330447059564
1620000893987 | 1620000893978 | INFINIS ENERGY SERVICES LIMITED | ULNES WALTON LANDFILL | COCKER BAR LANE | COCKER BAR LANE | PRESTON | LANCASHIRE | PR26 9JA | ENGLAND | 349653 | 420163 | PENWORTHAM WEST GSP / STANAH GSP GROUP | LEYLAND | MOSS SIDE (LEYLAND) & SEVEN STARS | 11 | ELECTRICITY NORTH WEST LIMITED | BIOFUEL - LANDFILL GAS | ENGINE (COMBUSTION / RECIPROCATING) | NO | 0 | 0 | 1 |  |  |  | 0 | 0 | 0 |  |  |  | 0 | 0 | 0 | NO | CONNECTED | 1 | 0.95 | 1 | 0.038 | 0.04 | 1999-11-01 | 0 |  |  | 0 | 0 |  |  | NO | NO |  |  |  |  | 2021-12-06 | 53.675496298676485, -2.7636206600128577
1640000527533 | 1640000527524 | TODDERSTAFFE SOLAR LIMITED | TODDERSTAFF HALL SOLAR FARM | FAIRFIELD ROAD | FAIRFIELD ROAD | POULTON-LE-FYLDE | LANCASHIRE | FY6 8LF | ENGLAND | 337046 | 435945 | PENWORTHAM WEST GSP / STANAH GSP GROUP | BISPHAM | POULTON | 6.6 | ELECTRICITY NORTH WEST LIMITED | PV | PHOTOVOLTAIC | NO | 0 | 0 | 3.312 |  |  |  | 0 | 0 | 0 |  |  |  | 0 | 0 | 0 | NO | CONNECTED | 3.312 | 3.211 | 3.38 | 0.0475 | 0.05 | 2017-03-14 | 0 |  |  | 0 | 0 |  |  | NO | NO |  |  |  |  | 2021-12-06 | 53.81595658300492, -2.957657729142269
1640000520811 | 1640000520802 | SOLAR POWER INC UK SERVICES LIMITED | THOMPSON HOUSE FARM | PEPPER LANE | PEPPER LANE | WIGAN | GREATER MANCHESTER | WN6 0PP | ENGLAND | 354826 | 411443 | PENWORTHAM WEST GSP / STANAH GSP GROUP | WRIGHTINGTON | STANDISH | 11 | ELECTRICITY NORTH WEST LIMITED | PV | PHOTOVOLTAIC | NO | 0 | 0 | 3.93 |  |  |  | 0 | 0 | 0 |  |  |  | 0 | 0 | 0 | NO | CONNECTED | 3.93 | 4.75 | 5 | 0.095 | 0.1 | 2016-03-01 | 0 |  |  | 0 | 0 |  |  | NO | NO |  |  |  |  | 2021-12-06 | 53.597598635160836, -2.684049626011716
1640000729436 | 1640000004960 | UNITED UTILITIES WATER LTD | TERMINAL PUMPING STATION | HOWICK ROW | HOWICK ROW | PRESTON | LANCASHIRE | PR1 0NT | ENGLAND | 350363 | 429016 | PENWORTHAM EAST GSP / ROCHDALE SGT 1 GROUP | RIBBLE | HOLME RD | 11 | ELECTRICITY NORTH WEST LIMITED | FOSSIL - OIL | ENGINE (COMBUSTION / RECIPROCATING) | NO | 0 | 0 | 2 |  |  |  | 0 | 0 | 0 |  |  |  | 0 | 0 | 0 | NO | CONNECTED | 2 | 1.9 | 2 | 1.425 | 1.5 | 2017-07-01 | 0 |  |  | 0 | 0 |  |  | NO | NO |  |  |  |  | 2021-12-06 | 53.75512893956553, -2.754296447844735
DATA NOT AVAILABLE | DATA NOT AVAILABLE | ALKANE ENERGY UK LTD | TAYLOR ROAD | TRAFFORD |  | MANCHESTER | GREATER MANCHESTER | M41 7SW | ENGLAND | 377083 | 397220 | CARRINGTON ENWL SGTS 1B 2B 4 7 | BARTON | TO BE CONFIRMED | 11 | ELECTRICITY NORTH WEST LIMITED | NATURAL GAS | ENGINE (COMBUSTION / RECIPROCATING) | NO | 0 | 0 | 16 |  |  |  | 0 | 0 | 0 |  |  |  | 0 | 0 | 0 | NO | ACCEPTED TO CONNECT | 0 | 0 | 0 | 0 | 0 |  | 19.848 | 15.2 | 16 | 0.475 | 0.5 | 2016-10-05 00:00:00 |  | NO | NO |  | TO BE CONFIRMED |  |  | 2024-03-14 | 53.47121020298043, -2.3467109939596527
DATA NOT AVAILABLE | DATA NOT AVAILABLE | ENWL CONSTRUCTION & MAINTENANCE LTD | TATA, SHAPFELL LIMESTONE QUARRIES | LITTLE STRICKLAND | LITTLE STRICKLAND | EDEN | CUMBRIA | CA10 3QG | ENGLAND | 357556 | 513478 | HARKER ENWL SGTS 1 2 3A 4 / HUTTON GSP GROUP | - | - | 132 | ELECTRICITY NORTH WEST LIMITED | NATURAL GAS | ENGINE (COMBUSTION / RECIPROCATING) | NO | 0 | 0 | 0.5035 |  |  |  | 0 | 0 | 0 |  |  |  | 0 | 0 | 0 | NO | ACCEPTED TO CONNECT | 0 | 0 | 0 | 0 | 0 |  | 45.6 | 48 | 48 | 0.525 | 0.525 | 2020-07-28 00:00:00 | 2027-01-01 00:00:00 | NO | NO |  | TO BE CONFIRMED |  |  | 2021-12-06 | 54.5148146541241, -2.657123006442474
1640000264155 | 1640000264146 | RES GROUP | TALLENTIRE WIND FARM | HILL FARM | HILL FARM | COCKERMOUTH | CUMBRIA | CA13 0PY | ENGLAND | 313613 | 536544 | HARKER ENWL SGTS 1 2 3A 4 / HUTTON GSP GROUP | STAINBURN & SIDDICK | - | 33 | ELECTRICITY NORTH WEST LIMITED | WIND | ONSHORE WIND TURBINES | NO | 0 | 0 | 12 |  |  |  | 0 | 0 | 0 |  |  |  | 0 | 0 | 0 | NO | CONNECTED | 12 | 12.0004 | 12.632 | 0.6346 | 0.668 | 2012-11-01 | 0 |  |  | 0 | 0 |  |  | NO | NO |  |  |  |  | 2021-12-06 | 54.71645258689967, -3.342541940018693
DATA NOT AVAILABLE | DATA NOT AVAILABLE | TGC RENEWABLES | SWEETMORE ANACROME | WIDOW HILL ROAD |  | BURNLEY | LANCASHIRE | BB10 2BD | ENGLAND | 385567 | 434507 | ROCHDALE SGTS 2 3 4 | BURNLEY | BURNLEY | 6.6 | ELECTRICITY NORTH WEST LIMITED | NATURAL GAS | ENGINE (COMBUSTION / RECIPROCATING) | NO | 0 | 0 | 6 |  |  |  | 0 | 0 | 0 |  |  |  | 0 | 0 | 0 | NO | CONNECTED | 6 | 5.7 | 6 | 0.475 | 0.5 | 2022-09-13 | 0 |  |  | 0 | 0 |  |  | NO | NO |  | TO BE CONFIRMED |  |  | 2023-05-10 | 53.80665330009705, -2.22064545707803
1640000565654 | 1640000565645 | UK POWER RESERVE STOCK LANE | STOCK LANE STOR | STOCK LANE | STOCK LANE | OLDHAM | GREATER MANCHESTER | OL9 9EY | ENGLAND | 390648 | 405144 | WHITEGATE GSP | ROYTON | - | 33 | ELECTRICITY NORTH WEST LIMITED | NATURAL GAS | ENGINE (COMBUSTION / RECIPROCATING) | NO | 0 | 0 | 20 |  |  |  | 0 | 0 | 0 |  |  |  | 0 | 0 | 0 | NO | CONNECTED | 20 | 19 | 20 | 0.475 | 0.5 | 2017-07-14 | 0 |  |  | 0 | 0 |  |  | NO | NO |  |  |  |  | 2021-12-06 | 53.5428526230271, -2.1425955517073034
DATA NOT AVAILABLE | 1640000171420 | STOCKPORT NHS TRUST | STEPPING HILL HOSPITAL | POPLAR GROVE | POPLAR GROVE | STOCKPORT | GREATER MANCHESTER | SK2 7JE | ENGLAND | 391395 | 387323 | BREDBURY GSP | HAZEL GROVE | GREEN LANE (HAZEL GROVE) | 6.6 | ELECTRICITY NORTH WEST LIMITED | NATURAL GAS | ENGINE (COMBUSTION / RECIPROCATING) | YES | 0 | 0 | 2.475 |  |  |  | 0 | 0 | 0 |  |  |  | 0 | 0 | 0 | NO | CONNECTED | 2.475 | 0 | 0 | 2.66 | 2.8 | 2006-06-01 | 0 |  |  | 0 | 0 |  |  | NO | NO |  |  |  |  | 2021-12-06 | 53.38268260029902, -2.1308287308095144
1640000796813 | 1640000796804 | MY POWER UK | STANLEY WAY GENERATION | STANLEY WAY | STANLEY WAY | SKELMERSDALE | LANCASHIRE | WN8 8EA | ENGLAND | 347226 | 407533 | WASHWAY FARM GSP / KIRKBY GSP GROUP | SKELMERSDALE | SKELMERSDALE | 33 | ELECTRICITY NORTH WEST LIMITED | NATURAL GAS | ENGINE (COMBUSTION / RECIPROCATING) | NO | 0 | 0 | 20.28 |  |  |  | 0 | 0 | 0 |  |  |  | 0 | 0 | 0 | NO | CONNECTED | 20.28 | 19.9994 | 21.052 | 0.475 | 0.5 | 2018-12-01 | 0 |  |  | 0 | 0 |  |  | NO | NO |  |  |  |  | 2021-12-06 | 53.56174612200734, -2.79821133936588
1640000541741 | 1640000541732 | STAINING WOOD SOLAR LIMITED | STAINING WOOD PV SOLAR PARK | STAINING WOOD, PRESTON NEW ROAD | STAINING WOOD, PRESTON NEW ROAD | PRESTON | LANCASHIRE | PR4 3PH | ENGLAND | 336922 | 432136 | PENWORTHAM WEST GSP / STANAH GSP GROUP | PEEL | - | 33 | ELECTRICITY NORTH WEST LIMITED | PV | PHOTOVOLTAIC | NO | 0 | 0 | 4.5 |  |  |  | 0 | 0 | 0 |  |  |  | 0 | 0 | 0 | NO | CONNECTED | 4.5 | 4.275 | 4.5 | 0.0494 | 0.052 | 2016-03-01 | 0 |  |  | 0 | 0 |  |  | NO | NO |  |  |  |  | 2021-12-06 | 53.78171121712431, -2.958759454327443
DATA NOT AVAILABLE | 1600000137841 | SPRINGFIELDS FUELS LIMITED | SPRINGFIELD WORKS |  |  | PRESTON | LANCASHIRE | PR4 0XJ | ENGLAND | 347045 | 431383 | PENWORTHAM WEST GSP / STANAH GSP GROUP | PEEL | - | 33 | ELECTRICITY NORTH WEST LIMITED | NATURAL GAS | GAS TURBINE (OCGT) | NO | 0 | 0 | 13 |  |  |  | 0 | 0 | 0 |  |  |  | 0 | 0 | 0 | NO | CONNECTED | 13 | 0 | 0 | 9.5 | 10 | 2000-09-07 | 0 |  |  | 0 | 0 |  |  | NO | NO |  |  |  |  | 2021-12-06 | 53.77607414632613, -2.8050203853738167
1640000785193 | 1640000785184 | MERCIA POWER RESPONSE (GRAPHITE WAY) LTD | SITE 3 | GRAPHITE WAY | GRAPHITE WAY | GLOSSOP | DERBYSHIRE | SK13 1QH | ENGLAND | 401511 | 396617 | STALYBRIDGE GSP | HYDE | HATTERSLEY | 11 | ELECTRICITY NORTH WEST LIMITED | NATURAL GAS | ENGINE (COMBUSTION / RECIPROCATING) | NO | 0 | 0 | 6.06 |  |  |  | 0 | 0 | 0 |  |  |  | 0 | 0 | 0 | NO | CONNECTED | 6.06 | 5.7 | 6 | 0.1425 | 0.15 | 2018-12-01 | 0 |  |  | 0 | 0 |  |  | NO | YES |  |  |  |  | 2021-12-06 | 53.46629202055618, -1.9787070916472802
1620001393355 | 1620001393346 | BIFFA WASTE SERVICES LIMITED | SILVER LANE 5 | SILVER LANE | SILVER LANE | WARRINGTON | CHESHIRE | WA3 6BY | ENGLAND | 365779 | 393177 | SPEN - OUT OF AREA | RISLEY | RISLEY | 11 | ELECTRICITY NORTH WEST LIMITED | BIOFUEL - LANDFILL GAS | ENGINE (COMBUSTION / RECIPROCATING) | NO | 0 | 0 | 2 |  |  |  | 0 | 0 | 0 |  |  |  | 0 | 0 | 0 | NO | CONNECTED | 2 | 1.9 | 2 | 0.1425 | 0.15 | 2012-11-01 | 0 |  |  | 0 | 0 |  |  | NO | NO |  |  |  |  | 2021-12-06 | 53.43425551676181, -2.5165573678134803
1620001102930 | 1620001102912 | ASTRA ZENECA UK LTD | SILK ROAD BUSINESS PARK | CHARTER WAY | CHARTER WAY | MACCLESFIELD | CHESHIRE | SK10 2NA | ENGLAND | 392720 | 375009 | MACCLESFIELD 33 GSP | - | - | 33 | ELECTRICITY NORTH WEST LIMITED | NATURAL GAS | ENGINE (COMBUSTION / RECIPROCATING) | NO | 0 | 0 | 31.375 |  |  |  | 0 | 0 | 0 |  |  |  | 0 | 0 | 0 | NO | CONNECTED | 31.375 | 21.85 | 23 | 17.1 | 18 | 1975-01-01 | 0 |  |  | 0 | 0 |  |  | NO | NO |  |  |  |  | 2021-12-06 | 53.27201657246885, -2.110621831473401
1640000541175 | 1640000541166 | SHUTTLEWORTH SOLAR LIMITED | SHUTTLEWORTH HALL | BURNLEY ROAD | BURNLEY ROAD | CLITHEROE | LANCASHIRE | BB7 4LL | ENGLAND | 383206 | 447886 | PADIHAM GSP | NELSON | - | 33 | ELECTRICITY NORTH WEST LIMITED | PV | PHOTOVOLTAIC | NO | 0 | 0 | 5.4 |  |  |  | 0 | 0 | 0 |  |  |  | 0 | 0 | 0 | NO | CONNECTED | 5.4 | 4.75 | 5 | 0.095 | 0.1 | 2016-03-01 | 0 |  |  | 0 | 0 |  |  | NO | NO |  |  |  |  | 2021-12-06 | 53.92682916581387, -2.257234079725172
DATA NOT AVAILABLE | DATA NOT AVAILABLE | SUNCREDIT | SHAW HOUSE FARM | ROOKWOOD | CLITHEROE ROAD | WHALLEY | LANCASHIRE | BB7 9AD | ENGLAND | 373154 | 437291 | PADIHAM GSP | PADIHAM | PRIVATE SUBSTATION | 11 | ELECTRICITY NORTH WEST LIMITED | BATTERY | STORAGE - ELECTROCHEMICAL (BATTERIES) | NO | 0 | 0 | 4 |  |  |  | 0 | 0 | 0 |  |  |  | 0 | 0 | 0 | NO | ACCEPTED TO CONNECT | 0 | 0 | 0 | 0 | 0 |  | 4 | 3.8 | 4 | 0 | 0 | 2017-07-22 00:00:00 |  | NO | NO |  | TO BE CONFIRMED |  |  | 2021-12-06 | 53.831179798040004, -2.409375721216679
1630000474683 | 1630000474610 | SCOUT MOOR WINDFARM | SCOUT MOOR WIND FARM | CROSTON CLOSE ROAD | CROSTON CLOSE ROAD | BURY | GREATER MANCHESTER | BL9 6TB | ENGLAND | 383331 | 417964 | ROCHDALE SGTS 2 3 4 | PRIVATE SUBSTATION | - | 33 | ELECTRICITY NORTH WEST LIMITED | WIND | ONSHORE WIND TURBINES | NO | 0 | 0 | 65 |  |  |  | 0 | 0 | 0 |  |  |  | 0 | 0 | 0 | NO | CONNECTED | 65 | 61.75 | 65 | 0.2375 | 0.25 | 2008-04-01 | 0 |  |  | 0 | 0 |  |  | NO | NO |  |  |  |  | 2021-12-06 | 53.657898046699785, -2.253700856378142
1620000584584 | 1600000142600 | UNITED UTILITIES WATER LTD | SCHOLA GREEN SPS |  |  | MORECAMBE | LANCASHIRE | LA4 4NA | ENGLAND | 343596 | 463651 | HEYSHAM GSP | LANCASTER | BROADWAY | 6.6 | ELECTRICITY NORTH WEST LIMITED | FOSSIL - OIL | ENGINE (COMBUSTION / RECIPROCATING) | NO | 0 | 0 | 2.8 |  |  |  | 0 | 0 | 0 |  |  |  | 0 | 0 | 0 | NO | CONNECTED | 2.8 | 1.33 | 1.4 | 1.4906 | 1.569 | 2000-09-27 | 0 |  |  | 0 | 0 |  |  | NO | NO |  |  |  |  | 2021-12-06 | 54.06569588559169, -2.863313407558954
1620001301629 | 1600000177125 | CUADRILLA RESOURCES LIMITED | SASWICK HOUSE FARM | ROSEACRE ROAD | ROSEACRE ROAD | PRESTON | LANCASHIRE | PR4 3XD | ENGLAND | 342287 | 436957 | PENWORTHAM EAST GSP / ROCHDALE SGT 1 GROUP | RIBBLE | MOORSIDE | 6.6 | ELECTRICITY NORTH WEST LIMITED | NATURAL GAS | ENGINE (COMBUSTION / RECIPROCATING) | NO | 0 | 0 | 1.25 |  |  |  | 0 | 0 | 0 |  |  |  | 0 | 0 | 0 | NO | CONNECTED | 1.25 | 0.95 | 1 | 0.038 | 0.04 | 2000-12-15 | 0 |  |  | 0 | 0 |  |  | NO | NO |  |  |  |  | 2021-12-06 | 53.825660509420935, -2.878255884442559
DATA NOT AVAILABLE | DATA NOT AVAILABLE | STOR 104 LTD | SANDY LANE | SANDY LANE | SANDY LANE | DUKINFIELD | CHESHIRE | SK16 5PL | ENGLAND | 394923 | 398385 | STALYBRIDGE GSP | HARTSHEAD-HEYROD | - | 33 | ELECTRICITY NORTH WEST LIMITED | FOSSIL - OIL | ENGINE (COMBUSTION / RECIPROCATING) | NO | 0 | 0 | 20 |  |  |  | 0 | 0 | 0 |  |  |  | 0 | 0 | 0 | NO | ACCEPTED TO CONNECT | 0 | 0 | 0 | 0 | 0 |  | 21.0526 | 20 | 21.05263157894737 | 0 | 0 | 2016-10-14 00:00:00 |  | NO | NO |  | TO BE CONFIRMED |  |  | 2023-04-06 | 53.48215983501695, -2.0779724581521113
1620000787480 | 1640000178212 | NATURAL POWER LIMITED | SALT AYRE LANDFILL | OVANGLE ROAD | OVANGLE ROAD | LANCASTER | LANCASHIRE | LA1 5JS | ENGLAND | 346055 | 462430 | HEYSHAM GSP | LANCASTER | LANCASTER | 11 | ELECTRICITY NORTH WEST LIMITED | BIOFUEL - LANDFILL GAS | ENGINE (COMBUSTION / RECIPROCATING) | NO | 0 | 0 | 1 |  |  |  | 0 | 0 | 0 |  |  |  | 0 | 0 | 0 | NO | CONNECTED | 1 | 0.95 | 1 | 0.038 | 0.04 | 2007-09-01 | 0 |  |  | 0 | 0 |  |  | NO | NO |  |  |  |  | 2021-12-06 | 54.05498704964821, -2.8255280048252485
1650000010000 | 1620000425954 | RPC BLACKBURN | RPC CONTAINERS | HASLINGDEN ROAD |  | BLACKBURN | LANCASHIRE | BB1 2PX | ENGLAND | 370365 | 426156 | PENWORTHAM EAST GSP / ROCHDALE SGT 1 GROUP | LOWER DARWEN | ROMAN RD | 11 | ELECTRICITY NORTH WEST LIMITED | NATURAL GAS | ENGINE (COMBUSTION / RECIPROCATING) | NO | 0 | 0 | 2 |  |  |  | 0 | 0 | 0 |  |  |  | 0 | 0 | 0 | NO | CONNECTED | 0 | 0 | 0 | 0 | 0 |  | 2.1053 | 2 | 2.1052631578947367 | 0 | 0 | 2019-08-06 00:00:00 |  | NO | NO |  | TO BE CONFIRMED |  |  | 2024-03-14 | 53.73094958097584, -2.450675677212254
1620001147300 | 1620001147295 | CLP ENVIROGAS LIMITED | ROWLEY III LANDFILL SITE | QUEENS PARK ROAD | QUEENS PARK ROAD | BURNLEY | LANCASHIRE | BB10 3LB | ENGLAND | 385156 | 433296 | ROCHDALE SGTS 2 3 4 | BURNLEY | HEASANDFORD | 6.6 | ELECTRICITY NORTH WEST LIMITED | BIOFUEL - LANDFILL GAS | ENGINE (COMBUSTION / RECIPROCATING) | NO | 0 | 0 | 1.03 |  |  |  | 0 | 0 | 0 |  |  |  | 0 | 0 | 0 | NO | CONNECTED | 1.03 | 0.9785 | 1.03 | 0.038 | 0.04 | 2013-05-01 | 0 |  |  | 0 | 0 |  |  | NO | NO |  |  |  |  | 2021-12-06 | 53.79575732147162, -2.2268275902521713
1640000141045 | 1600000137762 | PRESTON BOARD & PACKAGING LTD | ROMILEY BOARD MILL | OAKWOOD ROAD | OAKWOOD ROAD | STOCKPORT | GREATER MANCHESTER | SK6 4DZ | ENGLAND | 394529 | 390448 | BREDBURY GSP | VERNON PARK | ROMILEY | 11 | ELECTRICITY NORTH WEST LIMITED | NATURAL GAS | ENGINE (COMBUSTION / RECIPROCATING) | NO | 0 | 0 | 1.664 |  |  |  | 0 | 0 | 0 |  |  |  | 0 | 0 | 0 | NO | CONNECTED | 1.664 | 1.33 | 1.4 | 2.09 | 2.2 | 2011-10-01 | 0 |  |  | 0 | 0 |  |  | NO | NO |  |  |  |  | 2021-12-06 | 53.41081426127536, -2.0837686496100405
1640000472939 | 1640000472920 | KINETICA 868 LTD | ROANHEAD SOLAR FARM | LOTS ROAD | LOTS ROAD | ASKAM-IN-FURNESS | CUMBRIA | LA16 7DF | ENGLAND | 321533 | 476725 | HARKER ENWL SGTS 1 2 3A 4 / HUTTON GSP GROUP | ULVERSTON | ASKAM & DALTON | 11 | ELECTRICITY NORTH WEST LIMITED | PV | PHOTOVOLTAIC | NO | 0 | 0 | 6.5 |  |  |  | 0 | 0 | 0 |  |  |  | 0 | 0 | 0 | NO | CONNECTED | 6.5 | 6.175 | 6.5 | 0.0475 | 0.05 | 2015-03-01 | 0 |  |  | 0 | 0 |  |  | NO | NO |  |  |  |  | 2021-12-06 | 54.18028019684974, -3.2037540468305403
DATA NOT AVAILABLE | DATA NOT AVAILABLE | INNOVA CAPITAL LIMITED | ROANHEAD FARM | ROANHEAD FARM | ROANHEAD FARM | BARROW IN FURNESS | LANCASHIRE | LA14 4QL | ENGLAND | 320589 | 475650 | HARKER ENWL SGTS 1 2 3A 4 / HUTTON GSP GROUP | - | - | 132 | ELECTRICITY NORTH WEST LIMITED | PV | PHOTOVOLTAIC | NO | 0 | 0 | 1.9 |  |  |  | 0 | 0 | 0 |  |  |  | 0 | 0 | 0 | NO | ACCEPTED TO CONNECT | 0 | 0 | 0 | 0 | 0 |  | 47.405 | 49.9 | 49.9 | 2 | 2 | 2020-07-30 00:00:00 | 2027-01-01 00:00:00 | NO | NO |  | TO BE CONFIRMED |  |  | 2021-12-06 | 54.170475520412865, -3.217930331430216
1620001070447 | 1620000280688 | BIFFA WASTE SERVICES LIMITED | RIXTON OLD HALL | MANCHESTER ROAD | MANCHESTER ROAD | WARRINGTON | CHESHIRE | WA3 6EW | ENGLAND | 368056 | 389225 | CARRINGTON ENWL SGTS 1B 2B 4 7 | CARRINGTON BSP | IRLAM | 6.6 | ELECTRICITY NORTH WEST LIMITED | BIOFUEL - LANDFILL GAS | ENGINE (COMBUSTION / RECIPROCATING) | NO | 0 | 0 | 1.03 |  |  |  | 0 | 0 | 0 |  |  |  | 0 | 0 | 0 | NO | CONNECTED | 1.03 | 1.9 | 2 | 0.076 | 0.08 | 2004-07-01 | 0 |  |  | 0 | 0 |  |  | NO | NO |  |  |  |  | 2021-12-06 | 53.39887745887029, -2.4818836231386063
1630000848322 | 1630000848313 | INFINIS ENERGY SERVICES LIMITED | RIGBY HOUGHTON LANDFILL | CHORLEY ROAD | CHORLEY ROAD | WIGAN | GREATER MANCHESTER | WN1 2XJ | ENGLAND | 358334 | 412119 | PENWORTHAM WEST GSP / STANAH GSP GROUP | WRIGHTINGTON | STANDISH | 11 | ELECTRICITY NORTH WEST LIMITED | BIOFUEL - LANDFILL GAS | ENGINE (COMBUSTION / RECIPROCATING) | NO | 0 | 0 | 4 |  |  |  | 0 | 0 | 0 |  |  |  | 0 | 0 | 0 | NO | CONNECTED | 4 | 4.047 | 4.26 | 0.19 | 0.2 | 2009-12-10 | 0 |  |  | 0 | 0 |  |  | NO | NO |  |  |  |  | 2021-12-06 | 53.60396568395571, -2.6311382191858512
1640000905109 | 1640000905093 | CONRAD (REDSCAR) LTD | REDSCAR BUSINESS PARK | LONGRIDGE ROAD | RIBBLETON | PRESTON | LANCASHIRE | PR2 5NQ | ENGLAND | 357689 | 431983 | PENWORTHAM EAST GSP / ROCHDALE SGT 1 GROUP | PRESTON EAST | PRESTON EAST | 33 | ELECTRICITY NORTH WEST LIMITED | NATURAL GAS | ENGINE (COMBUSTION / RECIPROCATING) | NO | 0 | 1 | 42.105 |  |  |  | 0 | 0 | 0 |  |  |  | 0 | 0 | 0 | NO | CONNECTED | 42.105 | 38 | 40 | 0.2375 | 0.25 | 2020-03-19 | 0 |  |  | 0 | 0 |  |  | NO | NO |  |  |  |  | 2021-12-06 | 53.78244251077641, -2.6436033139387534
1640000478035 | 1640000478026 | REAPS MOSS LIMITED | REAPS MOSS WIND FARM | LIMERSGATE, BACUP ROAD | LIMERSGATE, BACUP ROAD | TODMORDEN | LANCASHIRE | OL14 7HT | ENGLAND | 389349 | 422719 | PADIHAM GSP | ROSSENDALE | - | 33 | ELECTRICITY NORTH WEST LIMITED | WIND | ONSHORE WIND TURBINES | NO | 0 | 0 | 10.737 |  |  |  | 0 | 0 | 0 |  |  |  | 0 | 0 | 0 | NO | CONNECTED | 10.737 | 10.2002 | 10.737 | 0.038 | 0.04 | 2015-08-01 | 0 |  |  | 0 | 0 |  |  | NO | NO |  |  |  |  | 2021-12-06 | 53.70079495051036, -2.1628055392917886
RAKE0001M | RAKE0001M | DATA NOT AVAILABLE | RAKE LN GENERATION |  |  | CLIFTON |  |  | ENGLAND | 379222 | 403306 | KEARSLEY LOCAL 33 GSP | - | - | 33 | ELECTRICITY NORTH WEST LIMITED | NATURAL GAS | ENGINE (COMBUSTION / RECIPROCATING) | NO | 0 | 0 | 21.1 |  |  |  | 0 | 0 | 0 |  |  |  | 0 | 0 | 0 | NO | CONNECTED | 21.1 | 20.045 | 21.1 | 0.855 | 0.9 | 2019-06-01 | 0 |  |  | 0 | 0 |  |  | NO | NO |  |  |  |  | 2021-12-06 | 53.52600203767515, -2.3148930336537425
DATA NOT AVAILABLE | DATA NOT AVAILABLE | ION VENURES | QUEENS PARK | LAND OFF MONSALL ROAD | LAND OFF MONSALL ROAD | MANCHESTER | GREATER MANCHESTER | M40 8WP | ENGLAND | 386261 | 401022 | STALYBRIDGE GSP | STUART ST | MONSALL | 6.6 | ELECTRICITY NORTH WEST LIMITED | BATTERY | STORAGE - ELECTROCHEMICAL (BATTERIES) | NO | 0 | 0 | 10 |  |  |  | 0 | 0 | 0 |  |  |  | 0 | 0 | 0 | NO | ACCEPTED TO CONNECT | 0 | 0 | 0 | 0 | 0 |  | 10 | 9.5 | 10 | 9.5 | 10 | 2019-01-14 00:00:00 |  | NO | NO |  | TO BE CONFIRMED |  |  | 2021-12-06 | 53.50570541529622, -2.208614136066189
DATA NOT AVAILABLE | DATA NOT AVAILABLE | SMITH BROTHERS | PRINGLE STREET, BLACKBURN | PRINGLE STREET |  | BLACKBURN | LANCASHIRE | BB1 1TB | ENGLAND | 368831 | 427358 | PENWORTHAM EAST GSP / ROCHDALE SGT 1 GROUP | BLACKBURN | PRINGLE ST | 6.6 | ELECTRICITY NORTH WEST LIMITED | NATURAL GAS | ENGINE (COMBUSTION / RECIPROCATING) | NO | 0 | 0 | 7 |  |  |  | 0 | 0 | 0 |  |  |  | 0 | 0 | 0 | NO | ACCEPTED TO CONNECT | 0 | 0 | 0 | 0 | 0 |  | 7 | 6.6499999999999995 | 7 | 0 | 0 | 2019-04-10 00:00:00 |  | NO | NO |  | TO BE CONFIRMED |  |  | 2021-12-06 | 53.741663101189324, -2.4740482832004482
1640000458517 | 1640000458483 | GEDULAH SOLAR LTD | PASTURE FARM | WESTNEWTON ROAD | WESTNEWTON ROAD | WIGTON | CUMBRIA | CA7 3JU | ENGLAND | 314945 | 543533 | HARKER ENWL SGTS 1 2 3A 4 / HUTTON GSP GROUP | STAINBURN & SIDDICK | ASPATRIA | 33 | ELECTRICITY NORTH WEST LIMITED | PV | PHOTOVOLTAIC | NO | 0 | 0 | 15 |  |  |  | 0 | 0 | 0 |  |  |  | 0 | 0 | 0 | NO | CONNECTED | 15 | 14.25 | 15 | 0.095 | 0.1 | 2015-03-01 | 0 |  |  | 0 | 0 |  |  | NO | NO |  |  |  |  | 2021-12-06 | 54.77946990112568, -3.323918288902713
DATA NOT AVAILABLE | 1600000135729 | BREATHE ENERGY | NORTH MANCHESTER GENERAL HOSPITAL | DELAUNAYS ROAD | CRUMPSALL | MANCHESTER | GREATER MANCHESTER | M8 6RL | ENGLAND | 384936 | 402249 | STALYBRIDGE GSP | STUART ST | QUEENS PARK | 11 | ELECTRICITY NORTH WEST LIMITED | NATURAL GAS | GAS TURBINE (OCGT) | YES | 0 | 0 | 1.5 |  |  |  | 0 | 0 | 0 |  |  |  | 0 | 0 | 0 | NO | CONNECTED | 0 | 0 | 0 | 0 | 0 |  | 1.5 | 0 | 0 | 2.85 | 3 | 2019-03-04 00:00:00 |  | NO | NO |  | TO BE CONFIRMED |  |  | 2024-03-14 | 53.5166975068734, -2.228650616933279
DATA NOT AVAILABLE | DATA NOT AVAILABLE | PENGEN | NEWTON RIGG COLLEGE | NEWTONGATE |  | PENRITH | CUMBRIA | CA10 0BF | ENGLAND | 350001 | 530469 | HARKER ENWL SGTS 1 2 3A 4 / HUTTON GSP GROUP | PENRITH & SHAP | NEWTONGATE T13 | 11 | ELECTRICITY NORTH WEST LIMITED | BATTERY | STORAGE - OTHER | NO | 0 | 0 | 6 |  |  |  | 0 | 0 | 0 |  |  |  | 0 | 0 | 0 | NO | ACCEPTED TO CONNECT | 0 | 0 | 0 | 0 | 0 |  | 6 | 5.6999999999999993 | 6 | 0 | 0 | 2017-10-16 00:00:00 |  | NO | NO |  | TO BE CONFIRMED |  |  | 2021-12-06 | 54.666804186780446, -2.776710985116752
DATA NOT AVAILABLE | DATA NOT AVAILABLE | NEW HALL FARM ENERGY LTD | NEW HALL FARM | SCHOOL LANE | RISLEY | WARRINGTON | CHESHIRE | WA3 6LH | ENGLAND | 367698 | 392326 | SPEN - OUT OF AREA | - | RISLEY | 11 | ELECTRICITY NORTH WEST LIMITED | FOSSIL - OIL | ENGINE (COMBUSTION / RECIPROCATING) | NO | 0 | 0 | 6 |  |  |  | 0 | 0 | 0 |  |  |  | 0 | 0 | 0 | NO | ACCEPTED TO CONNECT | 0 | 0 | 0 | 0 | 0 |  | 7.5 | 5.6999999999999993 | 6 | 0.475 | 0.5 | 2016-09-15 00:00:00 |  | NO | NO |  | TO BE CONFIRMED |  |  | 2021-12-06 | 53.42672804305158, -2.487586360196695
DATA NOT AVAILABLE | DATA NOT AVAILABLE | LANCASTER POWER LIMITED | MIDDLETON CLEAN | MIDDLETON | MIDDLETON | LANCASTER | LANCASHIRE | LA3 3JJ | ENGLAND | 341622 | 458983 | HEYSHAM GSP | - | - | 33 | ELECTRICITY NORTH WEST LIMITED | NATURAL GAS | ENGINE (COMBUSTION / RECIPROCATING) | NO | 0 | 0 | 48 |  |  |  | 0 | 0 | 0 |  |  |  | 0 | 0 | 0 | NO | ACCEPTED TO CONNECT | 0 | 0 | 0 | 0 | 0 |  | 50.5263 | 48 | 50.526315789473685 | 0 | 0 | 2016-07-24 00:00:00 | 2025-10-01 00:00:00 | NO | NO |  | TO BE CONFIRMED |  | TR-03 | 2023-08-14 | 54.0235266635294, -2.8925713943631313
1640000703508 | 1640000703492 | SECURE GENERATION LIMITED | MELROW NURSERY | RYDINGS LANE | RYDINGS LANE | SOUTHPORT | LANCASHIRE | PR9 8EB | ENGLAND | 341160 | 420914 | PENWORTHAM WEST GSP / STANAH GSP GROUP | WRIGHTINGTON | TARLETON | 11 | ELECTRICITY NORTH WEST LIMITED | NATURAL GAS | ENGINE (COMBUSTION / RECIPROCATING) | YES | 0 | 0 | 3.4 |  |  |  | 0 | 0 | 0 |  |  |  | 0 | 0 | 0 | NO | CONNECTED | 3.4 | 3.23 | 3.4 | 1.71 | 1.8 | 2017-11-01 | 0 |  |  | 0 | 0 |  |  | NO | YES |  |  |  |  | 2021-12-06 | 53.681356649597646, -2.8923130487646884
1640000553621 | 1640000553612 | MEAN MOOR WIND FARM LTD | MEAN MOOR WIND FARM | STANDISH COTE | STANDISH COTE | ULVERSTON | CUMBRIA | LA12 7SA | ENGLAND | 325050 | 480084 | HARKER ENWL SGTS 1 2 3A 4 / HUTTON GSP GROUP | ULVERSTON | - | 33 | ELECTRICITY NORTH WEST LIMITED | WIND | ONSHORE WIND TURBINES | NO | 0 | 0 | 6.9 |  |  |  | 0 | 0 | 0 |  |  |  | 0 | 0 | 0 | NO | CONNECTED | 6.9 | 6.555 | 6.9 | 0.038 | 0.04 | 2016-10-01 | 0 |  |  | 0 | 0 |  |  | NO | NO |  |  |  |  | 2021-12-06 | 54.210989142769414, -3.150717932424653
1620000992891 | 1620000992882 | UK POWER RESERVE STYAL ROAD | MATTHEWS FARM GENERATION | STYAL ROAD | STYAL ROAD | MANCHESTER | GREATER MANCHESTER | M22 5YA | ENGLAND | 383803 | 384926 | SOUTH MANCHESTER GSP | MOSS NOOK | MOSS NOOK PRIMARY | 11 | ELECTRICITY NORTH WEST LIMITED | NATURAL GAS | ENGINE (COMBUSTION / RECIPROCATING) | YES | 0 | 0 | 10 |  |  |  | 0 | 0 | 0 |  |  |  | 0 | 0 | 0 | NO | CONNECTED | 10 | 10 | 10.53 | 0.14725 | 0.155 | 2002-02-01 | 0 |  |  | 0 | 0 |  |  | NO | YES |  |  |  |  | 2021-12-06 | 53.360957251007996, -2.244839626777836
1620001683365 | 1620001683356 | ENOVERT NORTH LIMITED | LYMES WOOD LANDFILL SITE | VISTA ROAD | VISTA ROAD | ST HELENS | MERSEYSIDE | WA11 0RN | ENGLAND | 357156 | 396601 | BOLD | GOLBORNE | NEWTON LE WILLOWS | 11 | ELECTRICITY NORTH WEST LIMITED | BIOFUEL - LANDFILL GAS | ENGINE (COMBUSTION / RECIPROCATING) | NO | 0 | 0 | 1.165 |  |  |  | 0 | 0 | 0 |  |  |  | 0 | 0 | 0 | NO | CONNECTED | 1.165 | 2.375 | 2.5 | 0.1425 | 0.15 | 2006-05-12 | 0 |  |  | 0 | 0 |  |  | NO | NO |  |  |  |  | 2021-12-06 | 53.46439809905304, -2.646809305151931
1620000595442 | 1620000595424 | CUMBRIA WIND LIMITED | LOWCA WIND FARM |  |  | WHITEHAVEN | CUMBRIA | CA28 6QS | ENGLAND | 298553 | 523636 | HARKER ENWL SGTS 1 2 3A 4 / HUTTON GSP GROUP | STAINBURN & SIDDICK | HDA NO1 & HDA NO2 | 11 | ELECTRICITY NORTH WEST LIMITED | WIND | ONSHORE WIND TURBINES | NO | 0 | 0 | 4.62 |  |  |  | 0 | 0 | 0 |  |  |  | 0 | 0 | 0 | NO | CONNECTED | 4.62 | 4.56 | 4.8 | 0.038 | 0.04 | 2000-03-01 | 0 |  |  | 0 | 0 |  |  | NO | NO |  |  |  |  | 2021-12-06 | 54.59768238204242, -3.571750176123184
DATA NOT AVAILABLE | DATA NOT AVAILABLE | BALANCE PROJECTS LTD | LOW DYKE | LOW DYKE | CALTHWAITE | PENRITH | CUMBRIA | CA11 9PS | ENGLAND | 346152 | 538804 | HARKER ENWL SGTS 1 2 3A 4 / HUTTON GSP GROUP | PENRITH & SHAP | HUTTON END & SKELTON C | 11 | ELECTRICITY NORTH WEST LIMITED | BATTERY | STORAGE - OTHER | NO | 0 | 1 | 6 |  |  |  | 0 | 0 | 0 |  |  |  | 0 | 0 | 0 | NO | ACCEPTED TO CONNECT | 0 | 0 | 0 | 0 | 0 |  | 6 | 5.6999999999999993 | 6 | 0 | 0 | 2017-08-03 00:00:00 |  | NO | NO |  | TO BE CONFIRMED |  |  | 2021-12-06 | 54.741302114543466, -2.837922576738413
1640000611390 | 1640000611380 | TAU SOLAR LIMITED | LOW BENTHAM SOLAR FARM | LAND SOUTH OF RAVENS CLOSE BROW | LAND SOUTH OF RAVENS CLOSE BROW | LANCASTER | LANCASHIRE | LA2 7EU | ENGLAND | 364811 | 470914 | HARKER ENWL SGTS 1 2 3A 4 / HUTTON GSP GROUP | KENDAL (PARKSIDE RD) | BENTHAM | 11 | ELECTRICITY NORTH WEST LIMITED | PV | PHOTOVOLTAIC | NO | 0 | 0 | 4 |  |  |  | 0 | 0 | 0 |  |  |  | 0 | 0 | 0 | NO | CONNECTED | 4 | 3.8 | 4 | 0.057 | 0.06 | 2017-03-01 | 0 |  |  | 0 | 0 |  |  | NO | NO |  |  |  |  | 2021-12-06 | 54.1328594004851, -2.540028614273776
1640000524189 | 1620001447718 | UNITED UTILITIES WATER LTD | LOSTOCK WATER TREATMENT PLANT | CHORLEY NEW ROAD | CHORLEY NEW ROAD | BOLTON | GREATER MANCHESTER | BL6 4JT | ENGLAND | 366151 | 408883 | KEARSLEY 132 GSP | WESTHOUGHTON | LOSTOCK | 11 | ELECTRICITY NORTH WEST LIMITED | PV | PHOTOVOLTAIC | NO | 0 | 0 | 3.0196 | FOSSIL - OIL | ENGINE (COMBUSTION / RECIPROCATING) |  | 0 | 0 | 1.52 |  |  |  | 0 | 0 | 0 | NO | CONNECTED | 4.5396 | 3.3449 | 3.521 | 0.9766 | 1.028 | 2016-01-01 | 0 |  |  | 0 | 0 |  |  | NO | NO |  |  |  |  | 2021-12-06 | 53.57544574705403, -2.5126596144679283
DATA NOT AVAILABLE | DATA NOT AVAILABLE | MT GREEN POWER LTD | LONGRIDGE ROAD ENERGY CENTRE | REDSCAR INDUSTRIAL ESTATE | REDSCAR INDUSTRIAL ESTATE | PRESTON | LANCASHIRE | PR2 5NA | ENGLAND | 357663 | 432397 | PADIHAM GSP | - | - | 132 | ELECTRICITY NORTH WEST LIMITED | NATURAL GAS | GAS TURBINE (OCGT) | NO | 0 | 0 | 48 |  |  |  | 0 | 0 | 0 |  |  |  | 0 | 0 | 0 | NO | ACCEPTED TO CONNECT | 0 | 0 | 0 | 0 | 0 |  | 50.5263 | 48 | 50.526315789473685 | 0 | 0 | 2019-10-22 00:00:00 |  | NO | NO |  | TO BE CONFIRMED |  |  | 2024-03-14 | 53.78616117800233, -2.644054871776251
DATA NOT AVAILABLE | DATA NOT AVAILABLE | STOR 101 LTD | LONGRIDGE | LONGRIDGE ROAD | RIBLETON | PRESTON | LANCASHIRE | PR2 6RH | ENGLAND | 357197 | 432396 | PENWORTHAM EAST GSP / ROCHDALE SGT 1 GROUP | PRESTON EAST | - | 33 | ELECTRICITY NORTH WEST LIMITED | FOSSIL - OIL | ENGINE (COMBUSTION / RECIPROCATING) | NO | 0 | 0 | 20 |  |  |  | 0 | 0 | 0 |  |  |  | 0 | 0 | 0 | NO | ACCEPTED TO CONNECT | 0 | 0 | 0 | 0 | 0 |  | 21.0526 | 20 | 21.05263157894737 | 0 | 0 | 2016-07-21 00:00:00 |  | NO | NO |  | TO BE CONFIRMED |  |  | 2024-03-14 | 53.786113981546514, -2.651126995009987
1640000796637 | 1640000796628 | UK POWER RESERVE LODGE LANE | LODGE LANE SOUTH GENERATION | LODGE LANE | LODGE LANE | ST HELENS | MERSEYSIDE | WA12 0HN | ENGLAND | 358137 | 396950 | BOLD | GOLBORNE | - | 33 | ELECTRICITY NORTH WEST LIMITED | NATURAL GAS | ENGINE (COMBUSTION / RECIPROCATING) | NO | 0 | 0 | 17.5 |  |  |  | 0 | 0 | 0 |  |  |  | 0 | 0 | 0 | NO | CONNECTED | 17.5 | 19 | 20 | 0.2375 | 0.25 | 2018-10-01 | 0 |  |  | 0 | 0 |  |  | NO | NO |  |  |  |  | 2021-12-06 | 53.46761397735424, -2.6320805140559878
1640000850842 | 1640000850824 | DATA NOT AVAILABLE | LASCAR WORKS | SCHOOL BROW | SCHOOL BROW | BURY | GREATER MANCHESTER | BL9 0LA | ENGLAND | 380422 | 411007 | KEARSLEY 132 GSP | BURY | - | 33 | ELECTRICITY NORTH WEST LIMITED | BATTERY | STORAGE - ELECTROCHEMICAL (BATTERIES) | NO | 0 | 0 | 20 |  |  |  | 0 | 0 | 0 |  |  |  | 0 | 0 | 0 | NO | CONNECTED | 20 | 19 | 20 | 19 | 20 | 2019-05-01 | 0 |  |  | 0 | 0 |  |  | NO | NO |  |  |  |  | 2021-12-06 | 53.595266445611514, -2.2972773661945833
1640000480140 | 1640000480122 | LANSDALE NURSERIES LIMITED | LANDSDALE NURSERIES | JACKSMERE LANE | JACKSMERE LANE | ORMSKIRK | LANCASHIRE | L40 9RT | ENGLAND | 337249 | 413438 | WASHWAY FARM GSP / KIRKBY GSP GROUP | SKELMERSDALE | SCARISBRICK | 11 | ELECTRICITY NORTH WEST LIMITED | NATURAL GAS | ENGINE (COMBUSTION / RECIPROCATING) | NO | 0 | 0 | 6 |  |  |  | 0 | 0 | 0 |  |  |  | 0 | 0 | 0 | NO | CONNECTED | 6 | 1.9 | 2 | 0.551 | 0.58 | 2015-02-01 | 0 |  |  | 0 | 0 |  |  | NO | YES |  |  |  |  | 2021-12-06 | 53.61371441236915, -2.9500050377728395
DATA NOT AVAILABLE | DATA NOT AVAILABLE | RENEWABLE SOLUTIONS | LAND TO WEST OF TOWN END FARM, SKELTON | LAND TO WEST OF TOWN END FARM |  | SKELTON | CUMBRIA | CA11 9TE | ENGLAND | 343739 | 535564 | HARKER ENWL SGTS 1 2 3A 4 / HUTTON GSP GROUP | PENRITH & SHAP | HUTTON END & SKELTON C | 11 | ELECTRICITY NORTH WEST LIMITED | PV | PHOTOVOLTAIC | NO | 0 | 0 | 5 |  |  |  | 0 | 0 | 0 |  |  |  | 0 | 0 | 0 | NO | ACCEPTED TO CONNECT | 0 | 0 | 0 | 0 | 0 |  | 5 | 4.75 | 5 | 0 | 0 | 2015-07-16 00:00:00 |  | NO | NO |  | TO BE CONFIRMED |  |  | 2021-12-06 | 54.71192424437254, -2.8747706153463803
DATA NOT AVAILABLE | DATA NOT AVAILABLE | EEB17 LIMITED | LAND AT HIGH PARK FOOT | ROADHEAD | ROADHEAD | CARLISLE | CUMBRIA | CA6 6NH | ENGLAND | 350850 | 573675 | HARKER ENWL SGTS 1 2 3A 4 / HUTTON GSP GROUP | CARLISLE | - | 33 | ELECTRICITY NORTH WEST LIMITED | PV | PHOTOVOLTAIC | NO | 0 | 0 | 20 |  |  |  | 0 | 0 | 0 |  |  |  | 0 | 0 | 0 | NO | ACCEPTED TO CONNECT | 0 | 0 | 0 | 0 | 0 |  | 21.0526 | 20 | 21.05263157894737 | 0 | 0 | 2015-04-21 00:00:00 | 2025-01-01 00:00:00 | NO | NO |  | TO BE CONFIRMED |  | TR-01 | 2021-12-06 | 55.05511774155753, -2.7709220893004707
DATA NOT AVAILABLE | DATA NOT AVAILABLE | MJS GRID SERVICES LTD | LAND AT HERROD AVENUE | GREG STREET | SOUTH REDDISH | STOCKPORT | GREATER MANCHESTER | SK5 7NW | ENGLAND | 389300 | 392400 | BREDBURY GSP | VERNON PARK | HEATON NORRIS | 6.6 | ELECTRICITY NORTH WEST LIMITED | NATURAL GAS | ENGINE (COMBUSTION / RECIPROCATING) | NO | 0 | 0 | 4.5 |  |  |  | 0 | 0 | 0 |  |  |  | 0 | 0 | 0 | NO | CONNECTED | 0 | 0 | 0 | 0 | 0 |  | 4.5 | 4.2749999999999995 | 4.5 | 0.19 | 0.2 | 2018-06-08 00:00:00 |  | NO | NO |  | TO BE CONFIRMED |  |  | 2024-03-14 | 53.42827854167046, -2.1624981847577907
DATA NOT AVAILABLE | DATA NOT AVAILABLE | NOVUS INNOVA RENEWABLES | LAND AROUND LADYPIT RD | LADYPIT RD | LADYPIT RD | NEW MILLS | DERBYSHIRE | SK23 7UA | ENGLAND | 400939 | 383803 | STALYBRIDGE GSP | NEW MILLS | - | 33 | ELECTRICITY NORTH WEST LIMITED | BATTERY | STORAGE - ELECTROCHEMICAL (BATTERIES) | NO | 0 | 0 | 30 |  |  |  | 0 | 0 | 0 |  |  |  | 0 | 0 | 0 | NO | ACCEPTED TO CONNECT | 0 | 0 | 0 | 0 | 0 |  | 31.5789 | 28.5 | 30 | 28.5 | 30 | 2020-09-14 00:00:00 |  | NO | NO |  | TO BE CONFIRMED |  |  | 2023-04-06 | 53.35111403020015, -1.9873567127948661
1620000703620 | 1620000703611 | BEAUFORT WIND LTD | LAMBRIGG WIND FARM |  |  | KENDAL | CUMBRIA | LA8 0DL | ENGLAND | 358589 | 493320 | HARKER ENWL SGTS 1 2 3A 4 / HUTTON GSP GROUP | KENDAL (PARKSIDE RD) | - | 33 | ELECTRICITY NORTH WEST LIMITED | WIND | ONSHORE WIND TURBINES | NO | 0 | 0 | 6.5 |  |  |  | 0 | 0 | 0 |  |  |  | 0 | 0 | 0 | NO | CONNECTED | 6.5 | 7.79 | 8.2 | 0.038 | 0.04 | 2001-09-22 | 0 |  |  | 0 | 0 |  |  | NO | NO |  |  |  |  | 2021-12-06 | 54.33375142405368, -2.638345268353138
DATA NOT AVAILABLE | DATA NOT AVAILABLE | KILBUCK LANE FLEXI LTD | KILBUCK LANE | HAY CROSS INDUSTRIAL ESTATE | HAYDOCK LANE | ST HELENS | MERSEYSIDE | WA11 0QY | ENGLAND | 357118 | 397429 | BOLD | GOLBORNE | - | 33 | ELECTRICITY NORTH WEST LIMITED | NATURAL GAS | ENGINE (COMBUSTION / RECIPROCATING) | NO | 0 | 0 | 21 |  |  |  | 0 | 0 | 0 |  |  |  | 0 | 0 | 0 | NO | ACCEPTED TO CONNECT | 0 | 0 | 0 | 0 | 0 |  | 22.1053 | 21 | 22.105263157894736 | 0 | 0 | 2017-05-04 00:00:00 |  | NO | NO |  | TO BE CONFIRMED |  |  | 2021-12-06 | 53.47183696208264, -2.6474949374800327
KIELD_1M2M | KIELD_1M2M | N POWER RENEWABLES | KIELDER HYDRO |  |  | KIELDER |  | NE48 1ND | ENGLAND | 368265 | 587787 | HARKER ENWL SGTS 1 2 3A 4 / HUTTON GSP GROUP | SPADEADAM 11/33KV | - | 33 | ELECTRICITY NORTH WEST LIMITED | WATER (FLOWING WATER OR HEAD OF WATER) | HYDRO - RUN OF RIVER | NO | 0 | 0 | 5.6 |  |  |  | 0 | 0 | 0 |  |  |  | 0 | 0 | 0 | NO | CONNECTED | 5.6 | 5.32 | 5.6 | 0 | 0 | 2018-09-01 | 0 |  |  | 0 | 0 |  |  | NO | NO |  |  |  |  | 2021-12-06 | 55.18334441998275, -2.499906954517129
1650000186042 | 1650000186033 | PENWORTHAM STORAGE LTD | HOWICK HILL FARM ESS 50MW | HOWICK HALL FARM | HOWICK CROSS LANE | PENWORTHAM | LANCASHIRE | PR1 0NS | ENGLAND | 350514 | 427859 | PENWORTHAM EAST GSP / ROCHDALE SGT 1 GROUP | - | - | 132 | ELECTRICITY NORTH WEST LIMITED | BATTERY | STORAGE - ELECTROCHEMICAL (BATTERIES) | NO | 0 | 1 | 49.9 |  |  |  | 0 | 0 | 0 |  |  |  | 0 | 0 | 0 | NO | CONNECTED | 0 | 50 | 0 | 50 | 0 | 2024-05-10 | 52.5263 | 49.9 | 52.526315789473685 | 47.405 | 49.9 | 2017-07-20 00:00:00 |  | NO | NO |  | TO BE CONFIRMED |  |  | 2024-03-14 | 53.74474508117293, -2.7518207865961144
1640000719215 | 1620000772484 | THORNTON FACILITIES MANAGEMENT LTD | HILLHOUSE INTERNATIONAL SITE | FLEETWOOD ROAD NORTH |  | THORNTON-CLEVELEYS | LANCASHIRE | FY5 4QD | ENGLAND | 334547 | 443390 | PENWORTHAM WEST GSP / STANAH GSP GROUP | THORNTON | - | 33 | ELECTRICITY NORTH WEST LIMITED | NATURAL GAS | ENGINE (COMBUSTION / RECIPROCATING) | NO | 0 | 1 | 5.5 |  |  |  | 0 | 0 | 0 |  |  |  | 0 | 0 | 0 | NO | CONNECTED | 5.5 | 5.225 | 5.5 | 1.235 | 1.3 | 2015-12-01 | 0 |  |  | 0 | 0 |  |  | NO | NO |  |  |  |  | 2021-12-06 | 53.8825521242582, -2.997196991561912
1640000950263 | 1640000950254 | HILLHOUSE GENERATION LIMITED | HILLHOUSE | HILLHOUSE FARM | - | THORNTON | LANCASHIRE | FY5 4FW | ENGLAND | 334626 | 442960 | PENWORTHAM WEST GSP / STANAH GSP GROUP | THORNTON | - | 33 | ELECTRICITY NORTH WEST LIMITED | FOSSIL - OIL | ENGINE (COMBUSTION / RECIPROCATING) | NO | 0 | 0 | 20 |  |  |  | 0 | 0 | 0 |  |  |  | 0 | 0 | 0 | NO | CONNECTED | 20 | 20 | 21.0526 | 0 | 0 | 2021-01-26 | 0 |  |  | 0 | 0 |  |  | NO | NO |  |  |  |  | 2021-12-06 | 53.878697920641734, -2.995903529005325
1630000394131 | 1630000394099 | MARK JONES | HIGHVIEW GENERATION SITE | LOW PLAINS FARM | CALTHWAITE | PENRITH | CUMBRIA | CA11 9RQ | ENGLAND | 349476 | 541940 | HARKER ENWL SGTS 1 2 3A 4 / HUTTON GSP GROUP | PENRITH & SHAP | HUTTON END & SKELTON C | 11 | ELECTRICITY NORTH WEST LIMITED | BATTERY | STORAGE - ELECTROCHEMICAL (BATTERIES) | YES | 0 | 0 | 1 | BIOMASS | STEAM TURBINE (THERMAL POWER PLANT) |  | 0 | 0 | 0.95 |  |  |  | 0 | 0 | 0 | NO | CONNECTED | 1.95 | 0.95 | 1 | 0.285 | 0.3 | 2019-03-01 | 0 |  |  | 0 | 0 |  |  | NO | NO |  |  |  |  | 2021-12-06 | 54.76982700058543, -2.786844181149841
1640000532204 | 1640000532199 | ENERGY4ALL | HIGH WINDS WIND FARM | HARLOCK HILL | NR PENNINGTON | ULVERSTON | CUMBRIA | LA12 7SB | ENGLAND | 325347 | 479294 | HARKER ENWL SGTS 1 2 3A 4 / HUTTON GSP GROUP | ULVERSTON | ULVERSTON | 11 | ELECTRICITY NORTH WEST LIMITED | WIND | ONSHORE WIND TURBINES | NO | 0 | 0 | 4.694 |  |  |  | 0 | 0 | 0 |  |  |  | 0 | 0 | 0 | NO | CONNECTED | 4.694 | 4.37 | 4.6 | 0.038 | 0.04 | 2016-06-01 | 0 |  |  | 0 | 0 |  |  | NO | NO |  |  |  |  | 2021-12-06 | 54.203933974129306, -3.145968451548693
1630000286436 | 1630000286427 | HIGH POW LTD | HIGH POWE WIND FARM |  | BOLTON NEW HOUSES | WIGTON | CUMBRIA | CA7 8NH | ENGLAND | 324947 | 542718 | HARKER ENWL SGTS 1 2 3A 4 / HUTTON GSP GROUP | CARLISLE | WIGTON | 11 | ELECTRICITY NORTH WEST LIMITED | WATER (FLOWING WATER OR HEAD OF WATER) | HYDRO - RUN OF RIVER | NO | 0 | 0 | 3.9 |  |  |  | 0 | 0 | 0 |  |  |  | 0 | 0 | 0 | NO | CONNECTED | 3.9 | 3.705 | 3.9 | 0.038 | 0.04 | 2007-03-03 | 0 |  |  | 0 | 0 |  |  | NO | NO |  |  |  |  | 2021-12-06 | 54.773744738236445, -3.168239173498896
1620000278216 | 1620000279353 | VIRIDIS ENERGY (NORGEN) LIMITED | HESPIN WOOD LANDFILL |  | ROCKCLIFFE | CARLISLE | CUMBRIA | CA6 4BJ | ENGLAND | 336507 | 563047 | HARKER ENWL SGTS 1 2 3A 4 / HUTTON GSP GROUP | CARLISLE NORTH | CARLISLE NORTH | 11 | ELECTRICITY NORTH WEST LIMITED | BIOFUEL - LANDFILL GAS | ENGINE (COMBUSTION / RECIPROCATING) | NO | 0 | 0 | 1.33 |  |  |  | 0 | 0 | 0 |  |  |  | 0 | 0 | 0 | NO | CONNECTED | 1.33 | 1.235 | 1.3 | 0.038 | 0.04 | 2000-06-16 | 0 |  |  | 0 | 0 |  |  | NO | NO |  |  |  |  | 2021-12-06 | 54.95799848347828, -2.9930491420668868
1640000584569 | 1640000583175 | ALKANE ENERGY UK LIMITED | HAYDOCK ENERGY PARK | FLEET HOUSE, WILCOCK ROAD | HAYDOCK | ST. HELENS | MERSEYSIDE | WA11 9SJ | ENGLAND | 357589 | 397629 | BOLD | GOLBORNE | HAYDOCK | 11 | ELECTRICITY NORTH WEST LIMITED | NATURAL GAS | ENGINE (COMBUSTION / RECIPROCATING) | NO | 0 | 0 | 8 |  |  |  | 0 | 0 | 0 |  |  |  | 0 | 0 | 0 | NO | CONNECTED | 8 | 7.6 | 8 | 0.11875 | 0.125 | 2016-11-22 | 0 |  |  | 0 | 0 |  |  | NO | NO |  |  |  |  | 2021-12-06 | 53.473672787966635, -2.640426777624088
1620001622344 | 1620001622335 | HAVERIGG III LIMITED | HAVERIGG WIND FARM | HAVERIGG AIRFIELD |  | MILLOM | CUMBRIA | LA18 4JB | ENGLAND | 313365 | 479103 | HARKER ENWL SGTS 1 2 3A 4 / HUTTON GSP GROUP | ULVERSTON | ASKAM & DALTON | 11 | ELECTRICITY NORTH WEST LIMITED | WIND | ONSHORE WIND TURBINES | NO | 0 | 0 | 1.7 |  |  |  | 0 | 0 | 0 |  |  |  | 0 | 0 | 0 | NO | CONNECTED | 1.7 | 1.615 | 1.7 | 0.038 | 0.04 | 2004-10-04 | 0 |  |  | 0 | 0 |  |  | NO | NO |  |  |  |  | 2021-12-06 | 54.200330673751935, -3.329552837767446
1640000319168 | 1640000319186 | INNOGY RENEWABLES UK LIMITED | HAMELDON HILL WIND FARM 2 | ACCRINGTON ROAD | HAPTON | BURNLEY | LANCASHIRE | BB11 5QJ | ENGLAND | 380313 | 430610 | PADIHAM GSP | HUNCOAT | - | 33 | ELECTRICITY NORTH WEST LIMITED | WIND | ONSHORE WIND TURBINES | NO | 0 | 0 | 6 |  |  |  | 0 | 0 | 0 |  |  |  | 0 | 0 | 0 | NO | CONNECTED | 6 | 6.0002 | 6.316 | 0.095 | 0.1 | 2013-10-01 | 0 |  |  | 0 | 0 |  |  | NO | NO |  |  |  |  | 2021-12-06 | 53.77145420108383, -2.3001756110407334
1640000319159 | 1640000319177 | INNOGY RENEWABLES UK LIMITED | HAMELDON HILL WIND FARM 1 | ACCRINGTON ROAD | HAPTON | BURNLEY | LANCASHIRE | BB11 5QJ | ENGLAND | 380310 | 430610 | PADIHAM GSP | HUNCOAT | - | 33 | ELECTRICITY NORTH WEST LIMITED | WIND | ONSHORE WIND TURBINES | NO | 0 | 0 | 6 |  |  |  | 0 | 0 | 0 |  |  |  | 0 | 0 | 0 | NO | CONNECTED | 6 | 6.0002 | 6.316 | 0.095 | 0.1 | 2013-10-01 | 0 |  |  | 0 | 0 |  |  | NO | NO |  |  |  |  | 2021-12-06 | 53.771454087022164, -2.3002211270182893
1650000089622 | 1650000089613 | ARL 001 LTD | CASTLETON BESS (GYPSY LANE) | GYPSY LANE |  | ROCHDALE | LANCASHIRE | OL11 3HA | ENGLAND | 388264 | 411244 | ROCHDALE SGTS 2 3 4 | CASTLETON | - | 33 | ELECTRICITY NORTH WEST LIMITED | BATTERY | STORAGE - ELECTROCHEMICAL (BATTERIES) | NO | 0 | 0 | 18 |  |  |  | 0 | 0 | 0 |  |  |  | 0 | 0 | 0 | NO | CONNECTED | 18 | 18 | 18 | 18 | 18 | 2022-06-16 | 0 |  |  | 0 | 0 |  |  | NO | NO |  | CONNECTED |  |  | 2024-03-14 | 53.5976325975025, -2.1788022210230125
1640000649409 | 1640000649384 | GRIMSARGH SOLAR LTD | GRIMSARGH SOLAR |  | GRIMSARGH | PRESTON | LANCASHIRE | PR2 5LE | ENGLAND | 358898 | 433239 | PENWORTHAM EAST GSP / ROCHDALE SGT 1 GROUP | PRESTON EAST | PRESTON EAST | 6.6 | ELECTRICITY NORTH WEST LIMITED | BATTERY | STORAGE - ELECTROCHEMICAL (BATTERIES) | NO | 0 | 0 | 1.2 |  |  |  | 0 | 0 | 0 |  |  |  | 0 | 0 | 0 | NO | CONNECTED | 1.2 | 1.14 | 1.2 | 1.14 | 1.2 | 2016-06-01 | 0 |  |  | 0 | 0 |  |  | NO | NO |  |  |  |  | 2021-12-06 | 53.79382783958441, -2.625424379743436
1620000574665 | 1620000574656 | GREAT ORTON WINDFARM | GREAT ORTON WIND FARM | WATCH TREE NATURE RESERVE | GREAT ORTON | CARLISLE | CUMBRIA | CA5 6NJ | ENGLAND | 331573 | 553011 | HARKER ENWL SGTS 1 2 3A 4 / HUTTON GSP GROUP | CARLISLE | MORTON PARK & PIRELLI | 11 | ELECTRICITY NORTH WEST LIMITED | WIND | ONSHORE WIND TURBINES | NO | 0 | 0 | 1.32 |  |  |  | 0 | 0 | 0 |  |  |  | 0 | 0 | 0 | NO | CONNECTED | 1.32 | 1.254 | 1.32 | 0.038 | 0.04 | 2000-01-01 | 0 |  |  | 0 | 0 |  |  | NO | NO |  |  |  |  | 2021-12-06 | 54.86717414474949, -3.0676947907087775
DATA NOT AVAILABLE | DATA NOT AVAILABLE | BATTERY ENERGI STORAGE LIMITED | GATEWAY CRESCENT (SHAW) | UNIT 12 HOWARTH COURT | GATEWAY CRESCENT | DATA NOT AVAILABLE | DATA NOT AVAILABLE | OL9 9XB | ENGLAND | 389108 | 403957 | WHITEGATE GSP | CHADDERTON | - | 33 | ELECTRICITY NORTH WEST LIMITED | BATTERY | STORAGE - ELECTROCHEMICAL (BATTERIES) | NO | 0 | 0 | 20 |  |  |  | 0 | 0 | 0 |  |  |  | 0 | 0 | 0 | NO | CONNECTED | 20 | 20 | 21.0526 | 19 | 20 | 2022-08-16 | 0 |  |  | 0 | 0 |  |  | NO | NO |  |  |  |  | 2023-06-23 | 53.532153481477415, -2.165792828688415
1600000139087 | 1600000139087 | UNITED UTILITIES WATER LTD | FRANKLAW TREATMENT WORKS | CATTERALL | GARSTANG | PRESTON | LANCASHIRE | PR3 0PJ | ENGLAND | 349397 | 442356 | PENWORTHAM EAST GSP / ROCHDALE SGT 1 GROUP | RIBBLE | CATTERALL WATERWORKS | 6.6 | ELECTRICITY NORTH WEST LIMITED | FOSSIL - OIL | ENGINE (COMBUSTION / RECIPROCATING) | NO | 0 | 0 | 2.8 |  |  |  | 0 | 0 | 0 |  |  |  | 0 | 0 | 0 | NO | CONNECTED | 2.8 | 0 | 0 | 4.4479 | 4.682 | 2000-09-08 | 0 |  |  | 0 | 0 |  |  | YES | NO | DSR_PROVIDER_001 |  |  |  | 2021-12-06 | 53.874923963579775, -2.771144247209392
DATA NOT AVAILABLE | DATA NOT AVAILABLE | UNITED UTILITIES | FRANKLAW WATER TREATMENT | RESERVOIR ROAD |  | WYRE | LANCASHIRE | PR3 0PJ | ENGLAND | 349397 | 442356 | PENWORTHAM EAST GSP / ROCHDALE SGT 1 GROUP | RIBBLE | CATTERALL WATERWORKS | 6.6 | ELECTRICITY NORTH WEST LIMITED | PV | PHOTOVOLTAIC | NO | 0 | 0 | 3.8 |  |  |  | 0 | 0 | 0 |  |  |  | 0 | 0 | 0 | NO | CONNECTED | 0 | 0 | 0 | 0 | 0 |  | 4 | 5.2 | 5.46 | 4.4479 | 4.682 | 2020-06-29 00:00:00 |  | NO | NO |  | TO BE CONFIRMED |  |  | 2024-03-14 | 53.874923963579775, -2.771144247209392
1640000649418 | 1640000649393 | FELL VIEW SOLAR LTD | FELL VIEW SOLAR FARM | PRESTON ROAD | GRIMSARGH | PRESTON | LANCASHIRE | PR2 5SB | ENGLAND | 358858 | 433211 | PENWORTHAM EAST GSP / ROCHDALE SGT 1 GROUP | PRESTON EAST | PRESTON EAST | 6.6 | ELECTRICITY NORTH WEST LIMITED | BATTERY | STORAGE - ELECTROCHEMICAL (BATTERIES) | NO | 0 | 0 | 1.2 |  |  |  | 0 | 0 | 0 |  |  |  | 0 | 0 | 0 | NO | CONNECTED | 1.2 | 1.14 | 1.2 | 1.14 | 1.2 | 2016-06-01 | 0 |  |  | 0 | 0 |  |  | NO | NO |  |  |  |  | 2021-12-06 | 53.79357302233044, -2.6260278055762036
1640000544520 | 1640000544510 | FELL VIEW SOLAR LTD | FELL VIEW SOLAR FARM | PRESTON ROAD | GRIMSARGH | PRESTON | LANCASHIRE | PR2 5SB | ENGLAND | 358858 | 433211 | PENWORTHAM EAST GSP / ROCHDALE SGT 1 GROUP | PRESTON EAST | PRESTON EAST | 6.6 | ELECTRICITY NORTH WEST LIMITED | PV | PHOTOVOLTAIC | NO | 0 | 0 | 3.603 |  |  |  | 0 | 0 | 0 |  |  |  | 0 | 0 | 0 | NO | CONNECTED | 3.603 | 3.4228 | 3.603 | 0.0475 | 0.05 | 2016-03-01 | 0 |  |  | 0 | 0 |  |  | NO | NO |  |  |  |  | 2021-12-06 | 53.79357302233044, -2.6260278055762036
1640000523609 | 1640000523593 | FANNY HOUSE SOLAR FARM LIMITED | FANNY HOUSE SOLAR FARM | OXCLIFFE ROAD | HEATON WITH OXCLIFFE | MORECAMBE | LANCASHIRE | LA3 3EF | ENGLAND | 342571 | 461164 | HEYSHAM GSP | LANCASTER | WESTGATE | 11 | ELECTRICITY NORTH WEST LIMITED | PV | PHOTOVOLTAIC | NO | 0 | 0 | 4 |  |  |  | 0 | 0 | 0 |  |  |  | 0 | 0 | 0 | NO | CONNECTED | 4 | 3.8 | 4 | 0.0475 | 0.05 | 2016-03-01 | 0 |  |  | 0 | 0 |  |  | NO | NO |  |  |  |  | 2021-12-06 | 54.04323299533683, -2.878500998958956
1630000892679 | 1630000892660 | STERN WIND | FAIRFIELD WIND FARM |  | PICA | WORKINGTON | CUMBRIA | CA14 4PZ | ENGLAND | 301767 | 521492 | HARKER ENWL SGTS 1 2 3A 4 / HUTTON GSP GROUP | STAINBURN & SIDDICK | HDA NO1 & HDA NO2 | 11 | ELECTRICITY NORTH WEST LIMITED | WIND | ONSHORE WIND TURBINES | NO | 0 | 0 | 6.5 |  |  |  | 0 | 0 | 0 |  |  |  | 0 | 0 | 0 | NO | CONNECTED | 6.5 | 6.5075 | 6.85 | 0.076 | 0.08 | 2010-11-01 | 0 |  |  | 0 | 0 |  |  | NO | NO |  |  |  |  | 2021-12-06 | 54.579057206458735, -3.5213043223052556
1640000663022 | 1620000379847 | UNITED UTILITIES WATER LTD | ENNERDALE WWTW |  | ENNERDALE | CLEATOR | CUMBRIA | CA23 3AS | ENGLAND | 308328 | 515336 | HARKER ENWL SGTS 1 2 3A 4 / HUTTON GSP GROUP | EGREMONT | EGREMONT | 11 | ELECTRICITY NORTH WEST LIMITED | FOSSIL - OIL | ENGINE (COMBUSTION / RECIPROCATING) | NO | 0 | 0 | 1.008 |  |  |  | 0 | 0 | 0 |  |  |  | 0 | 0 | 0 | NO | CONNECTED | 1.008 | 0.475 | 0.5 | 0.33725 | 0.355 | 2017-04-14 | 0 |  |  | 0 | 0 |  |  | NO | NO |  |  |  |  | 2021-12-06 | 54.52498465326365, -3.4179128865484683
DATA NOT AVAILABLE | DATA NOT AVAILABLE | SMITH BROTHERS | ENGINEERING FOUNDRY SUPPLIES | PHILLIPS LANE |  | COLNE | LANCASHIRE | BB8 9PQ | ENGLAND | 387564 | 439465 | PADIHAM GSP | NELSON | PHILLIPS LANE | 6.6 | ELECTRICITY NORTH WEST LIMITED | NATURAL GAS | ENGINE (COMBUSTION / RECIPROCATING) | NO | 0 | 0 | 7 |  |  |  | 0 | 0 | 0 |  |  |  | 0 | 0 | 0 | NO | ACCEPTED TO CONNECT | 0 | 0 | 0 | 0 | 0 |  | 7 | 6.6499999999999995 | 7 | 0 | 0 | 2019-08-27 00:00:00 |  | NO | NO |  | TO BE CONFIRMED |  |  | 2021-12-06 | 53.85126711795947, -2.1905237484296323
1620000578711 | 1620000139540 | INFINIS ENERGY SERVICES LIMITED | DISTINGTON LANDFILL SITE | LILLYHALL INDUSTRIAL ESTATE, PITWOOD ROAD | DISTINGTON | WORKINGTON | CUMBRIA | CA14 4JP | ENGLAND | 302542 | 524765 | HARKER ENWL SGTS 1 2 3A 4 / HUTTON GSP GROUP | STAINBURN & SIDDICK | HDA NO1 & HDA NO2 | 11 | ELECTRICITY NORTH WEST LIMITED | BIOFUEL - LANDFILL GAS | ENGINE (COMBUSTION / RECIPROCATING) | NO | 0 | 0 | 2.006 | FOSSIL - GAS | ENGINE (COMBUSTION / RECIPROCATING) |  | 0 | 0 | 0.3135 |  |  |  | 0 | 0 | 0 | NO | CONNECTED | 2.3195 | 2.47 | 2.6 | 0.095 | 0.1 | 2000-03-01 | 0 |  |  | 0 | 0 |  |  | NO | NO |  |  |  |  | 2021-12-06 | 54.60861076147896, -3.5104067610454255
1620000366740 | 1600000173760 | INFINIS ENERGY SERVICES LIMITED | DISTINGTON LANDFILL SITE | PITTWOOD ROAD, LILLYHALL INDUSTRIAL ESTATE | LILLYHALL | WORKINGTON | CUMBRIA | CA14 4JP | ENGLAND | 301888 | 524458 | HARKER ENWL SGTS 1 2 3A 4 / HUTTON GSP GROUP | STAINBURN & SIDDICK | HDA NO1 & HDA NO2 | 11 | ELECTRICITY NORTH WEST LIMITED | BIOFUEL - LANDFILL GAS | ENGINE (COMBUSTION / RECIPROCATING) | NO | 0 | 0 | 2.6 |  |  |  | 0 | 0 | 0 |  |  |  | 0 | 0 | 0 | NO | CONNECTED | 2.6 | 0.95 | 1 | 0.038 | 0.04 | 1998-12-01 | 0 |  |  | 0 | 0 |  |  | NO | NO |  |  |  |  | 2021-12-06 | 54.60572606907566, -3.5204255302029783
1620001110374 | 1620001110374 | BRITISH TELECOMMUNICATIONS PLC | DIAL HOUSE | 21, CHAPEL STREET |  | SALFORD | GREATER MANCHESTER | M3 7BA | ENGLAND | 383618 | 398704 | KEARSLEY 132 GSP | FREDERICK RD | BLACKFRIARS | 6.6 | ELECTRICITY NORTH WEST LIMITED | FOSSIL - OIL | ENGINE (COMBUSTION / RECIPROCATING) | NO | 0 | 0 | 4.14 |  |  |  | 0 | 0 | 0 |  |  |  | 0 | 0 | 0 | NO | CONNECTED | 4.14 | 0 | 0 | 7.125 | 7.5 | 2002-07-22 | 0 |  |  | 0 | 0 |  |  | NO | NO |  |  |  |  | 2021-12-06 | 53.48479420655439, -2.2483407790360435
1640000656994 | 1600000137460 | UNITED UTILITIES WATER LTD | NORTH LONSDALE ROAD | HEATHSIDE PARK ROAD |  | STOCKPORT | GREATER MANCHESTER | SK3 0PT | ENGLAND | 386912 | 389821 | BREDBURY GSP | ADSWOOD | CHEADLE HEATH | 6.6 | ELECTRICITY NORTH WEST LIMITED | PV | PHOTOVOLTAIC | YES | 0 | 0 | 1.4 | BIOFUEL - BIOGAS FROM ANAEROBIC DIGESTION (EXCLUDING LANDFILL & SEWAGE) | ENGINE (COMBUSTION / RECIPROCATING) |  | 0 | 0 | 0.9994 |  |  |  | 0 | 0 | 0 | NO | CONNECTED | 2.3994 | 1.7575 | 1.85 | 1.7328 | 1.824 | 2018-05-01 | 0 |  |  | 0 | 0 |  |  | NO | NO |  |  |  |  | 2021-12-06 | 53.40504288231291, -2.1983287150037216
1640000035286 | 1620000370738 | UNITED UTILITIES WATER LTD | PEEL INDUSTRIAL ESTATE, CHAMBERHALL STREET | RIVERS LANE | URMSTON | MANCHESTER | GREATER MANCHESTER | M41 7JB | ENGLAND | 376053 | 396385 | CARRINGTON ENWL SGTS 1B 2B 4 7 | BARTON | DAVYHULME | 6.6 | ELECTRICITY NORTH WEST LIMITED | BIOFUEL - LANDFILL GAS | ENGINE (COMBUSTION / RECIPROCATING) | YES | 0 | 0 | 12.1 |  |  |  | 0 | 0 | 0 |  |  |  | 0 | 0 | 0 | NO | CONNECTED | 12.1 | 8.7011 | 9.159 | 8.7011 | 9.159 | 2010-08-01 | 0 |  |  | 0 | 0 |  |  | NO | NO |  |  |  |  | 2021-12-06 | 53.463658934779176, -2.362163613909299
1640000683162 | 1640000683153 | KINGSMOOR POWER LIMITED | SALFORD ROAD | DUCHESS AVENUE |  | CARLISLE | CUMBRIA | CA6 4SJ | ENGLAND | 338523 | 559919 | HARKER ENWL SGTS 1 2 3A 4 / HUTTON GSP GROUP | CARLISLE NORTH | CARLISLE NORTH | 11 | ELECTRICITY NORTH WEST LIMITED | NATURAL GAS | ENGINE (COMBUSTION / RECIPROCATING) | YES | 0 | 0 | 7.5 |  |  |  | 0 | 0 | 0 |  |  |  | 0 | 0 | 0 | NO | CONNECTED | 7.5 | 7.1963 | 7.575 | 0.2375 | 0.25 | 2017-12-01 | 0 |  |  | 0 | 0 |  |  | NO | YES |  |  |  |  | 2021-12-06 | 54.93014654835286, -2.9609012005488884
1640000695441 | 1640000695390 | CLEATOR BATTERY STORAGE LIMITED | WHINNEY HILL ROAD | WOODEND FARM | EGERMONT | EGREMONT | CUMBRIA | CA22 2TB | ENGLAND | 301027 | 512823 | HARKER ENWL SGTS 1 2 3A 4 / HUTTON GSP GROUP | EGREMONT | - | 33 | ELECTRICITY NORTH WEST LIMITED | BATTERY | STORAGE - ELECTROCHEMICAL (BATTERIES) | YES | 0 | 0.5 | 10 |  |  |  | 0 | 0 | 0 |  |  |  | 0 | 0 | 0 | NO | CONNECTED | 10 | 9.5 | 10 | 9.5 | 10 | 2017-10-14 | 0 |  |  | 0 | 0 |  |  | NO | NO |  |  |  |  | 2021-12-06 | 54.501033698353226, -3.5298316352036156
DATA NOT AVAILABLE | 1620000590295 | UNITED BISCUITS (UK) LIMITED | MOOR LANE | 54 CHURCH STREET | CALDEWGATE | CARLISLE | CUMBRIA | CA2 5TG | ENGLAND | 339149 | 555968 | HARKER ENWL SGTS 1 2 3A 4 / HUTTON GSP GROUP | CARLISLE | WILLOWHOLME | 11 | ELECTRICITY NORTH WEST LIMITED | NATURAL GAS | ENGINE (COMBUSTION / RECIPROCATING) | YES | 0 | 0 | 1.3 |  |  |  | 0 | 0 | 0 |  |  |  | 0 | 0 | 0 | NO | CONNECTED | 1.3 | 0 | 0 | 2.66 | 2.8 | 2017-05-14 | 0 |  |  | 0 | 0 |  |  | NO | NO |  |  |  |  | 2021-12-06 | 54.8947234723466, -2.9502967763410455
1640000637342 | 1640000637333 | GSII CLAY CROSS LIMITED | RAY LANE | ST. HELENS LANE, FLIMBY | SIDDICK | WORKINGTON | CUMBRIA | CA14 1LG | ENGLAND | 301186 | 532448 | HARKER ENWL SGTS 1 2 3A 4 / HUTTON GSP GROUP | STAINBURN & SIDDICK | SIDDICK | 11 | ELECTRICITY NORTH WEST LIMITED | PV | PHOTOVOLTAIC | YES | 0 | 0 | 4.2 |  |  |  | 0 | 0 | 0 |  |  |  | 0 | 0 | 0 | NO | CONNECTED | 4.2 | 3.99 | 4.2 | 0.02375 | 0.025 | 2017-03-14 | 0 |  |  | 0 | 0 |  |  | NO | NO |  |  |  |  | 2021-12-06 | 54.67736703014324, -3.5339900705334997
1630000322387 | 1600000138809 | EASTMAN CHEMICAL WORKINGTON LTD | GARSTAND BYPASS |  | SIDDICK | WORKINGTON | CUMBRIA | CA14 1LG | ENGLAND | 299823 | 529716 | HARKER ENWL SGTS 1 2 3A 4 / HUTTON GSP GROUP | STAINBURN & SIDDICK | SIDDICK | 11 | ELECTRICITY NORTH WEST LIMITED | WIND | ONSHORE WIND TURBINES | YES | 0 | 0 | 4 |  |  |  | 0 | 0 | 0 |  |  |  | 0 | 0 | 0 | NO | CONNECTED | 4 | 3.8 | 4 | 0.26125 | 0.275 | 2007-04-01 | 0 |  |  | 0 | 0 |  |  | NO | NO |  |  |  |  | 2021-12-06 | 54.652555116281924, -3.5541821836633876
1620000398422 | 1620000398422 | NETWORK RAIL INFRASTRUCTURE LIMITED | JOHN MILNE AVENUE | ULLSWATER ROAD |  | PENRITH | CUMBRIA | CA11 7JQ | ENGLAND | 350918 | 530658 | HARKER ENWL SGTS 1 2 3A 4 / HUTTON GSP GROUP | - | - | 25 | ELECTRICITY NORTH WEST LIMITED | NATURAL GAS | ENGINE (COMBUSTION / RECIPROCATING) | YES | 0 | 0 | 3 |  |  |  | 0 | 0 | 0 |  |  |  | 0 | 0 | 0 | NO | CONNECTED | 3 | 2.85 | 3 | 20.9 | 22 | 2000-06-20 | 0 |  |  | 0 | 0 |  |  | NO | NO |  |  |  |  | 2021-12-06 | 54.668592842543084, -2.7625269021424423
DATA NOT AVAILABLE | 1640000362298 | VIRGIN MEDIA LIMITED | 4 ARCHWAY | 400 BROADWAY |  | SALFORD | GREATER MANCHESTER | M5 5UE | ENGLAND | 379785 | 397652 | KEARSLEY 132 GSP | FREDERICK RD | SALFORD QUAYS | 6.6 | ELECTRICITY NORTH WEST LIMITED | FOSSIL - OIL | ENGINE (COMBUSTION / RECIPROCATING) | YES | 0 | 0 | 2.004 |  |  |  | 0 | 0 | 0 |  |  |  | 0 | 0 | 0 | NO | CONNECTED | 2.004 | 0 | 0 | 2.09 | 2.2 | 2015-03-18 | 0 |  |  | 0 | 0 |  |  | NO | NO |  |  |  |  | 2021-12-06 | 53.475204407525275, -2.3060341624014282
1640000487067 | 1640000286292 | GREATER MANCHESTER COMBINED AUTHORITY | ALDERLEY HOUSE, ALDERLEY PARK | SALFORD ROAD |  | BOLTON | GREATER MANCHESTER | BL5 1DG | ENGLAND | 370516 | 404784 | KEARSLEY LOCAL 33 GSP | - | LITTLE HULTON | 11 | ELECTRICITY NORTH WEST LIMITED | PV | PHOTOVOLTAIC | YES | 0 | 0 | 1.84 |  |  |  | 0 | 0 | 0 |  |  |  | 0 | 0 | 0 | NO | CONNECTED | 1.84 | 2.28 | 2.4 | 1.9 | 2 | 2015-08-10 | 0 |  |  | 0 | 0 |  |  | NO | NO |  |  |  |  | 2021-12-06 | 53.53886819905769, -2.446353582666565
1640000637946 | 1640000637937 | SPF CARVER HEY LIMITED | MOSS LANE | MOSS LANE | LITTLE HOOLE | PRESTON | LANCASHIRE | PR4 4TA | ENGLAND | 349309 | 423169 | PENWORTHAM WEST GSP / STANAH GSP GROUP | WRIGHTINGTON | TARLETON | 11 | ELECTRICITY NORTH WEST LIMITED | PV | PHOTOVOLTAIC | YES | 0 | 0 | 2 |  |  |  | 0 | 0 | 0 |  |  |  | 0 | 0 | 0 | NO | CONNECTED | 2 | 1.9 | 2 | 0.019 | 0.02 | 2017-03-01 | 0 |  |  | 0 | 0 |  |  | NO | NO |  |  |  |  | 2021-12-06 | 53.702478824813404, -2.7693200553891106
1620001492631 | 1620001492613 | CLP ENVIROGAS LIMITED | JAMESON ROAD | JAMESON ROAD |  | FLEETWOOD | LANCASHIRE | FY7 6AA | ENGLAND | 333042 | 445728 | PENWORTHAM WEST GSP / STANAH GSP GROUP | THORNTON | ROSSALL | 6.6 | ELECTRICITY NORTH WEST LIMITED | BIOFUEL - LANDFILL GAS | ENGINE (COMBUSTION / RECIPROCATING) | YES | 0 | 0 | 1.3 |  |  |  | 0 | 0 | 0 |  |  |  | 0 | 0 | 0 | NO | CONNECTED | 1.3 | 1.235 | 1.3 | 0.0665 | 0.07 | 2013-03-01 | 0 |  |  | 0 | 0 |  |  | NO | NO |  |  |  |  | 2021-12-06 | 53.90336989272835, -3.020599992312663
1620000296270 | 1620000223110 | BIFFA WASTE SERVICES LIMITED | BOLTON ROAD | BOLTON ROAD | WITHNELL | CHORLEY | LANCASHIRE | PR6 8BP | ENGLAND | 364025 | 423730 | PENWORTHAM WEST GSP / STANAH GSP GROUP | LEYLAND | HIGHER WALTON | 11 | ELECTRICITY NORTH WEST LIMITED | BIOFUEL - LANDFILL GAS | ENGINE (COMBUSTION / RECIPROCATING) | YES | 0 | 0 | 2.25 |  |  |  | 0 | 0 | 0 |  |  |  | 0 | 0 | 0 | NO | CONNECTED | 2.25 | 2.375 | 2.5 | 0.19 | 0.2 | 1996-09-01 | 0 |  |  | 0 | 0 |  |  | NO | NO |  |  |  |  | 2021-12-06 | 53.708745397539246, -2.5464879830143983
DATA NOT AVAILABLE | 1600000145470 | BRITISH TELECOMMUNICATIONS PLC | PITT STREET | PITT STREET |  | ROCHDALE | GREATER MANCHESTER | OL12 0HR | ENGLAND | 389965 | 413843 | ROCHDALE SGTS 2 3 4 | BELFIELD | WARDLEWORTH | 6.6 | ELECTRICITY NORTH WEST LIMITED | FOSSIL - OIL | ENGINE (COMBUSTION / RECIPROCATING) | YES | 0 | 0 | 2.5 |  |  |  | 0 | 0 | 0 |  |  |  | 0 | 0 | 0 | NO | CONNECTED | 2.5 | 0 | 0 | 3.325 | 3.5 | 2000-08-22 | 0 |  |  | 0 | 0 |  |  | NO | NO |  |  |  |  | 2021-12-06 | 53.6210286477409, -2.153185122564441
1640000904930 | 1640000904921 | BIOGAS TECHNOLOGY LIMITED | ELEVATOR ROAD | TRAFFORD PARK |  | MANCHESTER | GREATER MANCHESTER | M17 1BR | ENGLAND | 380131 | 396802 | SOUTH MANCHESTER GSP | STRETFORD | TRAFFORD | 33 | ELECTRICITY NORTH WEST LIMITED | NATURAL GAS | ENGINE (COMBUSTION / RECIPROCATING) | YES | 0 | 0 | 21.053 |  |  |  | 0 | 0 | 0 |  |  |  | 0 | 0 | 0 | NO | CONNECTED | 21.053 | 19 | 20 | 0.19 | 0.2 | 2020-03-03 | 0 |  |  | 0 | 0 |  |  | NO | NO |  |  |  |  | 2021-12-06 | 53.46757757829489, -2.3007672187123083
DATA NOT AVAILABLE | 1600000005816 | GREAT JOHN STREET HOTEL LIMITED | EDDIE ROCKERS LTD, GRANADA TV | WATER STREET |  | MANCHESTER | GREATER MANCHESTER | M60 9EA | ENGLAND | 382989 | 397929 | SOUTH MANCHESTER GSP | BLOOM ST | KNOTT MILL | 6.6 | ELECTRICITY NORTH WEST LIMITED | NATURAL GAS | ENGINE (COMBUSTION / RECIPROCATING) | YES | 0 | 0 | 1.295 |  |  |  | 0 | 0 | 0 |  |  |  | 0 | 0 | 0 | NO | CONNECTED | 1.295 | 0 | 0 | 0.09405 | 0.099 | 2001-09-01 | 0 |  |  | 0 | 0 |  |  | NO | NO |  |  |  |  | 2021-12-06 | 53.47780814968703, -2.2577772708506614
1640000850407 | 1640000850391 | PIMBO GENERATION LIMITED | PIMBO ROAD | PIMBO ROAD, SKELMERSDALE, LANCASHIRE |  | SKELMERSDALE | LANCASHIRE | WN8 9QH | ENGLAND | 349464 | 403686 | WASHWAY FARM GSP / KIRKBY GSP GROUP | SKELMERSDALE | - | 33 | ELECTRICITY NORTH WEST LIMITED | NATURAL GAS | ENGINE (COMBUSTION / RECIPROCATING) | YES | 0 | 0 | 21.052 |  |  |  | 0 | 0 | 0 |  |  |  | 0 | 0 | 0 | NO | CONNECTED | 21.052 | 19 | 20 | 0.475 | 0.5 | 2019-06-01 | 0 |  |  | 0 | 0 |  |  | NO | NO |  |  |  |  | 2021-12-06 | 53.52739181592481, -2.7638042428210783
1640000658306 | 1640000658290 | ALKANE ENERGY CM LIMITED | LEOPOLD ST | LEOPOLD ST | PEMBERTON | WIGAN | GREATER MANCHESTER | WN5 8DH | ENGLAND | 355160 | 404058 | WASHWAY FARM GSP / KIRKBY GSP GROUP | ORRELL | LAMBERHEAD | 6.6 | ELECTRICITY NORTH WEST LIMITED | FOSSIL - OIL | ENGINE (COMBUSTION / RECIPROCATING) | YES | 0 | 0 | 6 |  |  |  | 0 | 0 | 0 |  |  |  | 0 | 0 | 0 | NO | CONNECTED | 6 | 5.7 | 6 | 0.095 | 0.1 | 2017-11-01 | 0 |  |  | 0 | 0 |  |  | NO | NO |  |  |  |  | 2021-12-06 | 53.531253394277186, -2.6779406802597463
DATA NOT AVAILABLE | 1630000750316 | ASTRA ZENECA UK LTD | BLACKLEY COMPUTER CENTRE | DELAUNAYS ROAD |  | MANCHESTER | GREATER MANCHESTER | M8 4RH | ENGLAND | 385078 | 402779 | WHITEGATE GSP | RED BANK | BLACKLEY | 6.6 | ELECTRICITY NORTH WEST LIMITED | DATA NOT AVAILABLE | DATA NOT AVAILABLE | YES | 0 | 0 | 4 |  |  |  | 0 | 0 | 0 |  |  |  | 0 | 0 | 0 | NO | CONNECTED | 4 | 0 | 0 | 1.9 | 2 | 2008-11-10 | 0 |  |  | 0 | 0 |  |  | NO | NO |  |  |  |  | 2021-12-06 | 53.521465389943344, -2.22653456491866
1620000335050 | 1600000177700 | INFINIS ENERGY SERVICES LIMITED | DANES MOSS LANDFILL | CONGLETON ROAD | GAWSWORTH | MACCLESFIELD | CHESHIRE | SK11 9QP | ENGLAND | 390059 | 371646 | MACCLESFIELD 33 GSP | - | S.W. MACCLESFIELD | 11 | ELECTRICITY NORTH WEST LIMITED | BIOFUEL - LANDFILL GAS | ENGINE (COMBUSTION / RECIPROCATING) | NO | 0 | 0 | 1.967 |  |  |  | 0 | 0 | 0 |  |  |  | 0 | 0 | 0 | NO | CONNECTED | 1.967 | 1.729 | 1.82 | 0.07125 | 0.075 | 1996-07-01 | 0 |  |  | 0 | 0 |  |  | NO | NO |  |  |  |  | 2021-12-06 | 53.24174365394251, -2.1504165931778787
1620000297237 | 1620000297228 | SCOTTISH POWER RENEWABLES | COAL CLOUGH | 41, COAL CLOUGH LANE |  | BURNLEY | LANCASHIRE | BB11 4PG | ENGLAND | 383040 | 432289 | ROCHDALE SGTS 2 3 4 | - | - | 132 | ELECTRICITY NORTH WEST LIMITED | WIND | ONSHORE WIND TURBINES | NO | 0 | 0 | 16.842 |  |  |  | 0 | 0 | 0 |  |  |  | 0 | 0 | 0 | NO | CONNECTED | 16.842 | 15.9999 | 16.842 | 0.19 | 0.2 | 2014-10-01 | 0 |  |  | 0 | 0 |  |  | NO | NO |  |  |  |  | 2021-12-06 | 53.786641406723156, -2.258894419097001
DATA NOT AVAILABLE | DATA NOT AVAILABLE | STOR 108 LTD | CLEGG STREET (HAMILTON) | SOUTHLINK BUSINESS PARK |  |  | OLDHAM | OL4 1DE | ENGLAND | 393373 | 404925 | WHITEGATE GSP | GREENHILL | - | 33 | ELECTRICITY NORTH WEST LIMITED | FOSSIL - OIL | ENGINE (COMBUSTION / RECIPROCATING) | NO | 0 | 0 | 20 |  |  |  | 0 | 0 | 0 |  |  |  | 0 | 0 | 0 | NO | ACCEPTED TO CONNECT | 0 | 0 | 0 | 0 | 0 |  | 21.0526 | 20 | 21.05263157894737 | 0 | 0 | 2016-10-10 00:00:00 |  | NO | NO |  | TO BE CONFIRMED |  |  | 2023-04-06 | 53.540926228593364, -2.101469733991923
1630000909747 | 1630000909738 | ENER.G NATURAL POWER LTD | CLAYTON HALL QUARRY | DAWSON LANE | WHITTLE-LE-WOODS | CHORLEY | LANCASHIRE | PR6 7DX | ENGLAND | 356809 | 421834 | PENWORTHAM WEST GSP / STANAH GSP GROUP | LEYLAND | BUCKSHAW | 11 | ELECTRICITY NORTH WEST LIMITED | BIOFUEL - LANDFILL GAS | ENGINE (COMBUSTION / RECIPROCATING) | NO | 0 | 0 | 1.425 |  |  |  | 0 | 0 | 0 |  |  |  | 0 | 0 | 0 | NO | CONNECTED | 1.425 | 1.3538 | 1.425 | 0.038 | 0.04 | 2012-11-01 | 0 |  |  | 0 | 0 |  |  | NO | NO |  |  |  |  | 2021-12-06 | 53.691156359511254, -2.6555360463561213
DATA NOT AVAILABLE | 1620000850938 | VIRGIN MEDIA LIMITED | CITY HOUSE | TIMPSON ROAD | ROUNDTHORN INDUSTRIAL ESTATE | MANCHESTER | GREATER MANCHESTER | M23 9WX | ENGLAND | 380532 | 389137 | CARRINGTON ENWL SGTS 1B 2B 4 7 | SALE | BAGULEY | 11 | ELECTRICITY NORTH WEST LIMITED | FOSSIL - OIL | ENGINE (COMBUSTION / RECIPROCATING) | NO | 0 | 0 | 6.2 |  |  |  | 0 | 0 | 0 |  |  |  | 0 | 0 | 0 | NO | CONNECTED | 6.2 | 0 | 0 | 3.8 | 4 | 2018-10-01 | 0 |  |  | 0 | 0 |  |  | NO | NO |  |  |  |  | 2021-12-06 | 53.398696650822856, -2.2942501085836993
1640000565050 | 1640000565041 | VITAL ENERGI SOLUTIONS LIMITED | CHRISTIES HOSPICE | 550 WILMSLOW ROAD |  | MANCHESTER | GREATER MANCHESTER | M20 4BX | ENGLAND | 384813 | 392579 | BREDBURY GSP | WEST DIDSBURY | PRIVATE SUBSTATION | 6.6 | ELECTRICITY NORTH WEST LIMITED | NATURAL GAS | ENGINE (COMBUSTION / RECIPROCATING) | NO | 0 | 0 | 1.04 |  |  |  | 0 | 0 | 0 |  |  |  | 0 | 0 | 0 | NO | CONNECTED | 1.04 | 0.7752 | 0.816 | 11.59 | 12.2 | 2004-10-04 | 0 |  |  | 0 | 0 |  |  | NO | NO |  |  |  |  | 2021-12-06 | 53.429776372966124, -2.230034538801337
DATA NOT AVAILABLE | DATA NOT AVAILABLE | NOVUS SOLAR DEVELOPMENTS LTD | CHAMBER HOUSE FARM | ROCHDALE ROAD EAST |  | ROCHDALE | GREATER MANCHESTER | OL10 1QU | ENGLAND | 386611 | 411054 | ROCHDALE SGTS 2 3 4 | CASTLETON | CASTLETON | 6.6 | ELECTRICITY NORTH WEST LIMITED | PV | PHOTOVOLTAIC | NO | 0 | 0 | 4 |  |  |  | 0 | 0 | 0 |  |  |  | 0 | 0 | 0 | NO | ACCEPTED TO CONNECT | 0 | 0 | 0 | 0 | 0 |  | 4.2105 | 3.8 | 4 | 0.0285 | 0.03 | 2015-07-30 00:00:00 |  | NO | NO |  | TO BE CONFIRMED |  |  | 2021-12-06 | 53.595884859561544, -2.2037704272381577
1630000165183 | 1630000165174 | THRIVE RENEWABLES (CATON MOOR) LIMITED | CATON MOOR WIND FARM |  | CATON | LANCASTER | LANCASHIRE | LA2 9NB | ENGLAND | 356531 | 464535 | HEYSHAM GSP | LANCASTER | - | 33 | ELECTRICITY NORTH WEST LIMITED | WIND | ONSHORE WIND TURBINES | NO | 0 | 0 | 16 |  |  |  | 0 | 0 | 0 |  |  |  | 0 | 0 | 0 | NO | CONNECTED | 16 | 15.2 | 16 | 0.038 | 0.04 | 2006-06-01 | 0 |  |  | 0 | 0 |  |  | NO | NO |  |  |  |  | 2021-12-06 | 54.07489671879598, -2.6658180451866005
1620001170986 | 1620000068749 | JAMES CROPPER PLC | BURNESIDE MILL |  | BURNESIDE | KENDAL | CUMBRIA | LA9 6PZ | ENGLAND | 366523 | 399162 | HARKER ENWL SGTS 1 2 3A 4 / HUTTON GSP GROUP | KENDAL (PARKSIDE RD) | MINTSFEET | 11 | ELECTRICITY NORTH WEST LIMITED | NATURAL GAS | ENGINE (COMBUSTION / RECIPROCATING) | NO | 0 | 0 | 7 |  |  |  | 0 | 0 | 0 |  |  |  | 0 | 0 | 0 | NO | CONNECTED | 7 | 6.65 | 7 | 10.925 | 11.5 | 1987-08-01 | 0 |  |  | 0 | 0 |  |  | NO | NO |  |  |  |  | 2021-12-06 | 53.488097299229985, -2.5059987659598817
1640000796619 | 1640000796585 | CONRAD ENERGY (BISPHAM) LTD | BRISTOL AVENUE | BRISTOL AVENUE |  | BLACKPOOL | LANCASHIRE | FY2 0JF | ENGLAND | 332392 | 439689 | PENWORTHAM WEST GSP / STANAH GSP GROUP | BISPHAM | BISPHAM | 33 | ELECTRICITY NORTH WEST LIMITED | NATURAL GAS | ENGINE (COMBUSTION / RECIPROCATING) | NO | 0 | 0 | 20 |  |  |  | 0 | 0 | 0 |  |  |  | 0 | 0 | 0 | NO | CONNECTED | 20 | 20 | 21.0526 | 0 | 0 | 2020-10-22 | 0 |  |  | 0 | 0 |  |  | NO | NO |  |  |  |  | 2021-12-06 | 53.849016612543515, -3.0291575496174277
1620000296312 | 1620000544457 | UNITED UTILITIES WATER LTD | BOLTON WWTW | RED ROCK LANE | RADCLIFFE | MANCHESTER | GREATER MANCHESTER | M26 1FL | ENGLAND | 376762 | 404868 | KEARSLEY LOCAL 33 GSP | - | RINGLEY | 11 | ELECTRICITY NORTH WEST LIMITED | BIOFUEL - LANDFILL GAS | ENGINE (COMBUSTION / RECIPROCATING) | NO | 0 | 0 | 1.06 |  |  |  | 0 | 0 | 0 |  |  |  | 0 | 0 | 0 | NO | CONNECTED | 1.06 | 1.52 | 1.6 | 1.6492 | 1.736 | 1993-06-01 | 0 |  |  | 0 | 0 |  |  | NO | NO |  |  |  |  | 2021-12-06 | 53.53993802593521, -2.35211638983349
DATA NOT AVAILABLE | DATA NOT AVAILABLE | ARLINGTON ENERGY | BOLTON ROAD NORTH | DATA NOT AVAILABLE | DATA NOT AVAILABLE | DATA NOT AVAILABLE | DATA NOT AVAILABLE | DATA NOT AVAILABLE | ENGLAND | 379220 | 417753 | PADIHAM GSP | ROSSENDALE | STUBBINS | 11 | ELECTRICITY NORTH WEST LIMITED | NATURAL GAS | ENGINE (COMBUSTION / RECIPROCATING) | NO | 0 | 0 | 7 |  |  |  | 0 | 0 | 0 |  |  |  | 0 | 0 | 0 | NO | ACCEPTED TO CONNECT | 0 | 0 | 0 | 0 | 0 |  | 7.3684 | 7 | 7.3684210526315796 | 0 | 0 | 2020-03-20 00:00:00 |  | NO | NO |  | TO BE CONFIRMED |  |  | 2023-04-06 | 53.655853491214145, -2.315890953365077
1630000388801 | 1600000141839 | UNITED UTILITIES WATER LTD | BLACKBURN WWTW | CUERDALE LANE | SAMLESBURY | PRESTON | LANCASHIRE | PR5 0UY | ENGLAND | 361701 | 429500 | PENWORTHAM WEST GSP / STANAH GSP GROUP | LEYLAND | HIGHER WALTON | 11 | ELECTRICITY NORTH WEST LIMITED | BIOFUEL - LANDFILL GAS | ENGINE (COMBUSTION / RECIPROCATING) | NO | 0 | 0 | 1.3 | WATER (FLOWING WATER OR HEAD OF WATER) | HYDRO - RUN OF RIVER |  | 0 | 0 | 0.1615 |  |  |  | 0 | 0 | 0 | NO | CONNECTED | 1.4615 | 0.8645 | 0.91 | 1.2074 | 1.271 | 2007-01-01 | 0 |  |  | 0 | 0 |  |  | NO | NO |  |  |  |  | 2021-12-06 | 53.76043793845212, -2.582410684654387
DATA NOT AVAILABLE | 1600000141954 | DAVID WILSON HOMES LTD | BLACKBURN ROYAL INFIRMARY | INFIRMARY ROAD |  | BLACKBURN | LANCASHIRE | BB2 3LR | ENGLAND | 367872 | 426695 | PENWORTHAM EAST GSP / ROCHDALE SGT 1 GROUP | LOWER DARWEN | ALBION ST | 11 | ELECTRICITY NORTH WEST LIMITED | DATA NOT AVAILABLE | DATA NOT AVAILABLE | NO | 0 | 0 | 1.075 |  |  |  | 0 | 0 | 0 |  |  |  | 0 | 0 | 0 | NO | CONNECTED | 1.075 | 0 | 0 | 0.5225 | 0.55 | 2000-11-07 | 0 |  |  | 0 | 0 |  |  | NO | NO |  |  |  |  | 2021-12-06 | 53.735645826010966, -2.4885184644139784
1640000618828 | 1640000618819 | BILSBORROW SOLAR PROJECT LIMITED | BILSBORROW PV | MOSS LANE | BILSBORROW | PRESTON | LANCASHIRE | PR3 0RU | ENGLAND | 349954 | 438971 | PENWORTHAM EAST GSP / ROCHDALE SGT 1 GROUP | RIBBLE | - | 33 | ELECTRICITY NORTH WEST LIMITED | PV | PHOTOVOLTAIC | NO | 0 | 0 | 4.992 |  |  |  | 0 | 0 | 0 |  |  |  | 0 | 0 | 0 | NO | CONNECTED | 4.992 | 4.75 | 5 | 0.095 | 0.1 | 2017-03-14 | 0 |  |  | 0 | 0 |  |  | NO | NO |  |  |  |  | 2021-12-06 | 53.84455689042585, -2.762120019960119
1640000598214 | 1640000598205 | BECK BURN WINDFARM LIMITED | BECK BURN WIND FARM | SOLWAY MOSS, MILL HILL |  | GRETNA | DUMFRIESSHIRE | DG16 5HU | ENGLAND | 333924 | 568178 | HARKER ENWL SGTS 1 2 3A 4 / HUTTON GSP GROUP | CARLISLE | - | 33 | ELECTRICITY NORTH WEST LIMITED | WIND | ONSHORE WIND TURBINES | NO | 0 | 0 | 31.05 |  |  |  | 0 | 0 | 0 |  |  |  | 0 | 0 | 0 | NO | CONNECTED | 31.05 | 29.4975 | 31.05 | 0.2375 | 0.25 | 2017-03-14 | 0 |  |  | 0 | 0 |  |  | NO | NO |  |  |  |  | 2021-12-06 | 55.003762939894685, -3.0345636450516986
DATA NOT AVAILABLE | DATA NOT AVAILABLE | STOR 120 LTD | BARMS FARM | ASHTON OLD ROAD | ASHTON OLD ROAD | MANCHESTER | MANCHESTER | SK17 7HW | ENGLAND | 407114 | 375004 | STALYBRIDGE GSP | BUXTON | - | 33 | ELECTRICITY NORTH WEST LIMITED | FOSSIL - OIL | ENGINE (COMBUSTION / RECIPROCATING) | NO | 0 | 0 | 20 |  |  |  | 0 | 0 | 0 |  |  |  | 0 | 0 | 0 | NO | ACCEPTED TO CONNECT | 0 | 0 | 0 | 0 | 0 |  | 21.0526 | 20 | 21.05263157894737 | 0 | 0 | 2016-06-03 00:00:00 |  | NO | NO |  | TO BE CONFIRMED |  |  | 2023-04-06 | 53.2719769995088, -1.8947867844745572
DATA NOT AVAILABLE | DATA NOT AVAILABLE | ASDA STORES LTD | ASDA CDC | XL BUSINESS PARK | STATHAM ROAD, STANLEY INDUSTRIAL ESTATE | SKELMERSDALE | LANCASHIRE | WN8 8EF | ENGLAND | 346663 | 407419 | WASHWAY FARM GSP / KIRKBY GSP GROUP | SKELMERSDALE | SKELMERSDALE | 11 | ELECTRICITY NORTH WEST LIMITED | FOSSIL - OIL | ENGINE (COMBUSTION / RECIPROCATING) | NO | 0 | 0 | 2.624 |  |  |  | 0 | 0 | 0 |  |  |  | 0 | 0 | 0 | NO | ACCEPTED TO CONNECT | 0 | 0 | 0 | 0 | 0 |  | 1.5 | 1.4249999999999998 | 1.5 | 1.5932 | 1.677 | 2018-12-10 00:00:00 |  | NO | NO |  | TO BE CONFIRMED |  |  | 2021-12-06 | 53.56066452143995, -2.8066906446006543
1640000438255 | 1640000438255 | THE CASEY GROUP LIMITED | ARDEN QUARRY |  | BIRCH VALE | HIGH PEAK | DERBYSHIRE | SK22 1BY | ENGLAND | 402208 | 386095 | STALYBRIDGE GSP | NEW MILLS | GOWHOLE | 11 | ELECTRICITY NORTH WEST LIMITED | BIOFUEL - LANDFILL GAS | ENGINE (COMBUSTION / RECIPROCATING) | NO | 0 | 0 | 1.03 |  |  |  | 0 | 0 | 0 |  |  |  | 0 | 0 | 0 | NO | CONNECTED | 1.03 | 0.95475 | 1.005 | 0.11875 | 0.125 | 2015-06-01 | 0 |  |  | 0 | 0 |  |  | NO | NO |  |  |  |  | 2021-12-06 | 53.371712433600834, -1.9682779428058164
1640000524203 | 1630000656863 | UNITED UTILITIES WATER LTD | ALTRINCHAM WWTW | SINDERLAND ROAD | BROADHEATH | ALTRINCHAM | CHESHIRE | WA14 5EU | ENGLAND | 376384 | 389596 | CARRINGTON ENWL SGTS 1B 2B 4 7 | ALTRINCHAM | BROADHEATH | 11 | ELECTRICITY NORTH WEST LIMITED | PV | PHOTOVOLTAIC | NO | 0 | 0 | 1.1852 |  |  |  | 0 | 0 | 0 |  |  |  | 0 | 0 | 0 | NO | CONNECTED | 1.1852 | 0 | 0 | 1.425 | 1.5 | 2016-03-15 | 0 |  |  | 0 | 0 |  |  | NO | NO |  |  |  |  | 2021-12-06 | 53.402652167012725, -2.356666482157572
DATA NOT AVAILABLE | DATA NOT AVAILABLE | GRID CODE POWER | ALBERT MILL | ALBERT MILL | STATION ROAD, GREAT HARWOOD | BLACKBURN | LANCASHIRE | BB6 7FB | ENGLAND | 373789 | 431981 | PADIHAM GSP | HUNCOAT | GREAT HARWOOD | 6.6 | ELECTRICITY NORTH WEST LIMITED | NATURAL GAS | ENGINE (COMBUSTION / RECIPROCATING) | NO | 0 | 0 | 11 |  |  |  | 0 | 0 | 0 |  |  |  | 0 | 0 | 0 | NO | ACCEPTED TO CONNECT | 0 | 0 | 0 | 0 | 0 |  | 11 | 10.45 | 11 | 0 | 0 | 2017-11-19 00:00:00 |  | NO | NO |  | TO BE CONFIRMED |  |  | 2024-03-14 | 53.783487546955506, -2.399273882953258
DATA NOT AVAILABLE | DATA NOT AVAILABLE | GRIDSERVE | CLD040 BLACKPOOL EAST | MYTHOP ROAD |  | BLACKPOOL | LANCASHIRE | FY3 0DF | ENGLAND | 335597 | 436190 | PENWORTHAM WEST GSP / STANAH GSP GROUP | - | - | 132 | ELECTRICITY NORTH WEST LIMITED | PV | STORAGE - ELECTROCHEMICAL (BATTERIES) | NO | 0 | 0 | 40 |  |  |  | 0 | 0 | 0 |  |  |  | 0 | 0 | 0 | NO | ACCEPTED TO CONNECT | 0 | 0 | 0 | 0 | 0 |  | 40 | 40 | 0 | 40 | 0 | 2020-12-16 00:00:00 |  | NO | NO |  | TO BE CONFIRMED |  |  | 2021-12-06 | 53.81798055152918, -2.97971370359465
DATA NOT AVAILABLE | DATA NOT AVAILABLE | ANGLO RENEWABLES LTD | GRANGE FARM | GRANGE FARM | THAMES STREET | NEWTON WITH SCALES | LANCASHIRE | PR4 3RS | ENGLAND | 344493 | 430683 | PENWORTHAM WEST GSP / STANAH GSP GROUP | PEEL | - | 33 | ELECTRICITY NORTH WEST LIMITED | PV | PHOTOVOLTAIC | NO | 0 | 0 | 20 |  |  |  | 0 | 0 | 0 |  |  |  | 0 | 0 | 0 | NO | ACCEPTED TO CONNECT | 0 | 0 | 0 | 0 | 0 |  | 20 | 20 | 20 | 1 | 1 | 2021-03-15 00:00:00 |  | NO | NO |  | TO BE CONFIRMED |  |  | 2021-12-06 | 53.76951692344626, -2.84361376697057
DATA NOT AVAILABLE | DATA NOT AVAILABLE | ELECTRICITY NORTH WEST (CONSTRUCTION & MAINTENANCE) LTD | OCTAGON HOUSE EC2 | 62 HATHERSAGE ROAD | - | - | MANCHESTER | M13 0FN | ENGLAND | 385592 | 395922 | BREDBURY GSP | LONGSIGHT | LONGSIGHT | 6.6 | ELECTRICITY NORTH WEST LIMITED | NATURAL GAS | ENGINE (COMBUSTION / RECIPROCATING) | NO | 0 | 0 | 6.72 |  |  |  | 0 | 0 | 0 |  |  |  | 0 | 0 | 0 | NO | ACCEPTED TO CONNECT | 0 | 0 | 0 | 0 | 0 |  | 6.72 | 6.72 | 6.72 | 0.5 | 0.5 | 2021-03-10 00:00:00 |  | NO | NO |  | TO BE CONFIRMED |  |  | 2021-12-06 | 53.45984670062377, -2.2184647597884495
DATA NOT AVAILABLE | DATA NOT AVAILABLE | LEADING INITIATIVES LTD | TOWN LANE BESS | TOWN LANE | - | COPPUL | CHORLEY | PR7 5HQ | ENGLAND | 354213 | 413509 | PENWORTHAM WEST GSP / STANAH GSP GROUP | - | - | 132 | ELECTRICITY NORTH WEST LIMITED | BATTERY | STORAGE - ELECTROCHEMICAL (BATTERIES) | NO | 0 | 0 | 35 |  |  |  | 0 | 0 | 0 |  |  |  | 0 | 0 | 0 | NO | ACCEPTED TO CONNECT | 0 | 0 | 0 | 0 | 0 |  | 30 | 30 | 30 | 30 | 30 | 2021-05-14 00:00:00 |  | NO | TO BE CONFIRMED |  | TO BE CONFIRMED |  |  | 2024-03-14 | 53.61611366216638, -2.6936155911348063
DATA NOT AVAILABLE | DATA NOT AVAILABLE | 2G ENERGY LTD | MULLER MILK | LAKE ROAD | TRAFFORD PARK | MANCHESTER | GREATER MANCHESTER | M17 1TU | ENGLAND | 379260 | 397682 | SOUTH MANCHESTER GSP | STRETFORD | MOSLEY RD | 6.6 | ELECTRICITY NORTH WEST LIMITED | BATTERY | CHP | YES | 0 | 0 | 3 |  |  |  | 0 | 0 | 0 |  |  |  | 0 | 0 | 0 | NO | ACCEPTED TO CONNECT | 0 | 0 | 0 | 0 | 0 |  | 3 | 3 | 3 | 0 | 0 | 2021-07-20 00:00:00 |  | NO | TO BE CONFIRMED |  | NO |  |  | 2021-12-06 | 53.47545352285738, -2.3139458587610386
DATA NOT AVAILABLE | DATA NOT AVAILABLE | ECODEV GROUP LTD | VAUSE FARM | LAND ADJACENT TO FOUR ACRE WOOD, VAUSE FARM | TOWN LANE, CHARNOCK RICHARD | CHORLEY | LANCASHIRE | PR7 5HQ | ENGLAND | 354310 | 413478 | PENWORTHAM WEST GSP / STANAH GSP GROUP | WRIGHTINGTON | - | 33 | ELECTRICITY NORTH WEST LIMITED | BATTERY | STORAGE - ELECTROCHEMICAL (BATTERIES) | NO | 0 | 0 | 20 |  |  |  | 0 | 0 | 0 |  |  |  | 0 | 0 | 0 | NO | ACCEPTED TO CONNECT | 0 | 0 | 0 | 0 | 0 |  | 20 | 20 | 20 | 20 | 20 | 2021-07-19 00:00:00 |  | NO | TO BE CONFIRMED |  | NO |  |  | 2024-03-14 | 53.61584353850002, -2.692144843717016
DATA NOT AVAILABLE | DATA NOT AVAILABLE | AMP ENERGY SERVICES LIMITED | POULTON POWER | LAND ON UNIT 23, COCKER LANE | POULTON INDUSTRIAL ESTATE | POULTON LE FYLDE | LANCASHIRE | FY6 8JU | ENGLAND | 336037 | 439031 | PENWORTHAM WEST GSP / STANAH GSP GROUP | BISPHAM | POULTON | 6.6 | ELECTRICITY NORTH WEST LIMITED | BATTERY | STORAGE - ELECTROCHEMICAL (BATTERIES) | NO | 0 | 0 | 7.587 |  |  |  | 0 | 0 | 0 |  |  |  | 0 | 0 | 0 | NO | ACCEPTED TO CONNECT | 0 | 0 | 0 | 0 | 0 |  | 7.587 | 7.5869999999999997 | 7.5869999999999997 | 7.587 | 7.587 | 2021-08-19 00:00:00 |  | NO | TO BE CONFIRMED |  | NO |  |  | 2024-03-14 | 53.84356590840451, -2.973623599430785
DATA NOT AVAILABLE | DATA NOT AVAILABLE | CENTRICA BUSINESS SERVICES | PINCROFT DYEING & PRINTING | ADLINGTON WORKS, MARKET STREET | ADLINGTON | CHORLEY | LANCASHIRE | PR7 4HJ | ENGLAND | 360053 | 412850 | KEARSLEY 132 GSP | WESTHOUGHTON | CROWN LANE | 11 | ELECTRICITY NORTH WEST LIMITED | BATTERY | CHP | YES | 0 | 0 | 2 |  |  |  | 0 | 0 | 0 |  |  |  | 0 | 0 | 0 | NO | ACCEPTED TO CONNECT | 0 | 0 | 0 | 0 | 0 |  | 1.28 | 1.28 | 1.28 | 2 | 2 | 2021-07-27 00:00:00 |  | NO | TO BE CONFIRMED |  | NO |  |  | 2021-12-06 | 53.61066995493783, -2.60525594727845
DATA NOT AVAILABLE | DATA NOT AVAILABLE | ARLINGTON ENERGY | ROYLE BARN RD BESS | ROYLE BARN ROAD | SUDDEN | ROCHDALE | GREATER MANCHESTER | OL11 3DX | ENGLAND | 388157 | 410869 | ROCHDALE SGTS 2 3 4 | CASTLETON | - | 33 | ELECTRICITY NORTH WEST LIMITED | BATTERY | STORAGE - ELECTROCHEMICAL (BATTERIES) | NO | 0 | 0 | 35 |  |  |  | 0 | 0 | 0 |  |  |  | 0 | 0 | 0 | NO | ACCEPTED TO CONNECT | 0 | 0 | 0 | 0 | 0 |  | 35 | 35 | 35 | 35 | 35 | 2021-08-03 00:00:00 |  | NO | TO BE CONFIRMED |  | NO |  |  | 2024-03-14 | 53.59425958657282, -2.180404587096442
DATA NOT AVAILABLE | DATA NOT AVAILABLE | J&M STUART & SON | RABY'S FARM | BILSBORROW LNE | - | PRESTON | LANCASHIRE | PR3 0RP | ENGLAND | 352102 | 439617 | PENWORTHAM EAST GSP / ROCHDALE SGT 1 GROUP | BLACKBURN | - | 132 | ELECTRICITY NORTH WEST LIMITED | BATTERY | STORAGE - ELECTROCHEMICAL (BATTERIES) | NO | 0 | 0 | 45 |  |  |  | 0 | 0 | 0 |  |  |  | 0 | 0 | 0 | NO | ACCEPTED TO CONNECT | 0 | 0 | 0 | 0 | 0 |  | 45 | 45 | 45 | 45 | 45 | 2021-10-13 00:00:00 |  | NO | TO BE CONFIRMED |  | NO |  |  | 2024-03-14 | 53.85056555837888, -2.7295770592385766
DATA NOT AVAILABLE | DATA NOT AVAILABLE | FPC ELECTRIC LAND | COAL PIT LANE | COAL PIT LANE | - | ATHERTON | GREATER MANCHESTER | M46 0RL | ENGLAND | 366638 | 403483 | KEARSLEY 132 GSP | ATHERTON | - | 33 | ELECTRICITY NORTH WEST LIMITED | BATTERY | STORAGE - ELECTROCHEMICAL (BATTERIES) | NO | 0 | 0 | 30 |  |  |  | 0 | 0 | 0 |  |  |  | 0 | 0 | 0 | NO | ACCEPTED TO CONNECT | 0 | 0 | 0 | 0 | 0 |  | 30 | 30 | 30 | 30 | 30 | 2021-10-13 00:00:00 |  | NO | TO BE CONFIRMED |  | NO |  |  | 2024-03-14 | 53.52694196957459, -2.5047271008932306
DATA NOT AVAILABLE | DATA NOT AVAILABLE | FPC ELECTRIC LAND | SLACK LANE | SLACK LANE | - | WESTHOUGHTON | GREATER MANCHESTER | BL5 3LB | ENGLAND | 365768 | 407274 | KEARSLEY 132 GSP | WESTHOUGHTON | - | 33 | ELECTRICITY NORTH WEST LIMITED | BATTERY | STORAGE - ELECTROCHEMICAL (BATTERIES) | NO | 0 | 0 | 30 |  |  |  | 0 | 0 | 0 |  |  |  | 0 | 0 | 0 | NO | ACCEPTED TO CONNECT | 0 | 0 | 0 | 0 | 0 |  | 30 | 30 | 30 | 30 | 30 | 2021-10-15 00:00:00 |  | NO | TO BE CONFIRMED |  | NO |  |  | 2024-03-14 | 53.56095922493301, -2.518266495315994
DATA NOT AVAILABLE | DATA NOT AVAILABLE | LOW CARBON ALLIANCE | SHORE TOP FARM BESS | SHORE TOP FARM | KEARSLEY LANE | RADCLIFFE | BURY | M26 1FA | ENGLAND | 377460 | 406004 | KEARSLEY 132 GSP | - | RADCLIFFE | 11 | ELECTRICITY NORTH WEST LIMITED | BATTERY | STORAGE - ELECTROCHEMICAL (BATTERIES) | NO | 0 | 0 | 11 |  |  |  | 0 | 0 | 0 |  |  |  | 0 | 0 | 0 | NO | ACCEPTED TO CONNECT | 0 | 0 | 0 | 0 | 0 |  | 11 | 11 | 11 | 11 | 11 | 2021-12-01 00:00:00 |  | NO | TO BE CONFIRMED |  | NO |  |  | 2024-03-14 | 53.55017916410309, -2.341666525832055
DATA NOT AVAILABLE | DATA NOT AVAILABLE | STOR POWER LTD | HAMILTON BESS | WELLINGTON STREET |  | OLDHAM | GREATER MANCHESTER | OL4 1SA | ENGLAND | 392960 | 404611 | WHITEGATE GSP | GREENHILL | - | 33 | ELECTRICITY NORTH WEST LIMITED | BATTERY | STORAGE - ELECTROCHEMICAL (BATTERIES) | NO | 0 | 0 | 30 |  |  |  | 0 | 0 | 0 |  |  |  | 0 | 0 | 0 | NO | ACCEPTED TO CONNECT | 0 | 0 | 0 | 0 | 0 |  | 30 | 30 | 30 | 30 | 30 | 2021-12-21 00:00:00 |  | NO | TO BE CONFIRMED |  | NO |  |  | 2024-03-14 | 53.538098429525895, -2.1076945696496536
DATA NOT AVAILABLE | DATA NOT AVAILABLE | RENEPOWER | ARCHWAY TRAVEL | COPSE ROAD | - | FLEETWOOD | LANCASHIRE | FY7 7NY | ENGLAND | 333004 | 446936 | PENWORTHAM WEST GSP / STANAH GSP GROUP | THORNTON | COPSE RD | 6.6 | ELECTRICITY NORTH WEST LIMITED | BATTERY | STORAGE - ELECTROCHEMICAL (BATTERIES) | NO | 0 | 0 | 5 |  |  |  | 0 | 0 | 0 |  |  |  | 0 | 0 | 0 | NO | ACCEPTED TO CONNECT | 0 | 0 | 0 | 0 | 0 |  | 5 | 5 | 5 | 5 | 5 | 2022-01-25 00:00:00 |  | NO | TO BE CONFIRMED |  | NO |  |  | 2022-02-04 | 53.9142204952819, -3.0214431780479654
DATA NOT AVAILABLE | DATA NOT AVAILABLE | AMP ENERGY SERVICES LIMITED | TAME POWER | TAME STREET | - | STALYBRIDGE | GREATER MANCHESTER | SK15 1ST | ENGLAND | 395232 | 398338 | STALYBRIDGE GSP | HARTSHEAD-HEYROD | TAME VALLEY | 6.6 | ELECTRICITY NORTH WEST LIMITED | BATTERY | ENGINE (COMBUSTION / RECIPROCATING) | NO | 0 | 0 | 4.6 |  |  |  | 0 | 0 | 0 |  |  |  | 0 | 0 | 0 | NO | ACCEPTED TO CONNECT | 0 | 0 | 0 | 0 | 0 |  | 4.6 | 4.5999999999999996 | 4.5999999999999996 | 4.6 | 4.6 | 2022-01-20 00:00:00 |  | NO | TO BE CONFIRMED |  | NO |  |  | 2022-02-04 | 53.48174033622264, -2.0733154742351996
DATA NOT AVAILABLE | DATA NOT AVAILABLE | CHRISTIES HOSPITAL | CHRISTIES BESS | THE CHRISTIE | COTTON LANE | WITHINGTON | STOCKPORT | M20 4QE | ENGLAND | 385236 | 392482 | SOUTH MANCHESTER GSP | WEST DIDSBURY | CHRISTIE PRIMARY | 6.6 | ELECTRICITY NORTH WEST LIMITED | BATTERY | STORAGE - ELECTROCHEMICAL (BATTERIES) | NO | 0 | 0 | 2.5 |  |  |  | 0 | 0 | 0 |  |  |  | 0 | 0 | 0 | NO | ACCEPTED TO CONNECT | 0 | 0 | 0 | 0 | 0 |  | 2.5 | 2.5 | 2.5 | 2.5 | 2.5 | 2022-02-16 00:00:00 |  | NO | TO BE CONFIRMED |  | NO |  |  | 2022-03-07 | 53.428916598005024, -2.223663745757003
DATA NOT AVAILABLE | DATA NOT AVAILABLE | STOR POWER DEVELOPMENTS | SALE BESS | FAIRY LANE | - | SALE | CHESHIRE | M33 2JT | ENGLAND | 381291 | 391429 | SOUTH MANCHESTER GSP | - | - | 132 | ELECTRICITY NORTH WEST LIMITED | BATTERY | STORAGE - ELECTROCHEMICAL (BATTERIES) | NO | 0 | 0 | 99.9 |  |  |  | 0 | 0 | 0 |  |  |  | 0 | 0 | 0 | NO | ACCEPTED TO CONNECT | 0 | 0 | 0 | 0 | 0 |  | 99.9 | 99.9 | 99.9 | 99.9 | 99.9 | 2022-02-25 00:00:00 |  | NO | TO BE CONFIRMED |  | NO |  |  | 2024-03-14 | 53.41932574714722, -2.282972241660493
DATA NOT AVAILABLE | DATA NOT AVAILABLE | UKGEA 1 LIMITED | ORRELL BESS | ASHTON ROAD | - | BILLINGE | WIGAN | WN5 7XX | ENGLAND | 354600 | 401700 | WASHWAY FARM GSP / KIRKBY GSP GROUP | ORRELL | - | 132 | ELECTRICITY NORTH WEST LIMITED | BATTERY | STORAGE - ELECTROCHEMICAL (BATTERIES) | NO | 0 | 0 | 70 |  |  |  | 0 | 0 | 0 |  |  |  | 0 | 0 | 0 | NO | ACCEPTED TO CONNECT | 0 | 0 | 0 | 0 | 0 |  | 70 | 70 | 70 | 70 | 70 | 2022-03-13 00:00:00 |  | NO | TO BE CONFIRMED |  | NO |  |  | 2024-03-14 | 53.51001211961246, -2.6860457438094425
DATA NOT AVAILABLE | DATA NOT AVAILABLE | HARMONY ENERGY LTD | WREAY SOLAR FARM | LAND AT GREENLANDS EQUESTRIAN CENTRE | WREAY | CARLISLE | CARLISLE | CA4 0RR | ENGLAND | 342202 | 548426 | HARKER ENWL SGTS 1 2 3A 4 / HUTTON GSP GROUP | CARLISLE | - | 33 | ELECTRICITY NORTH WEST LIMITED | PV | PHOTOVOLTAIC | NO | 0 | 0 | 49.9 |  |  |  | 0 | 0 | 0 |  |  |  | 0 | 0 | 0 | NO | ACCEPTED TO CONNECT | 0 | 0 | 0 | 0 | 0 |  | 49.9 | 49.9 | 49.9 | 49.9 | 49.9 | 2022-05-17 00:00:00 |  | NO | TO BE CONFIRMED |  | NO |  |  | 2022-06-13 | 54.82731977463638, -2.9011892965741723
DATA NOT AVAILABLE | DATA NOT AVAILABLE | HM HILLSIDE LTD | HILLSIDE FARM | HILLSIDE FARM | HEATON WITH OXCLIFFE | MORECAMBE | LANCASHIRE | LA3 3ET | ENGLAND | 343764 | 460686 | HEYSHAM GSP | - | - | 132 | ELECTRICITY NORTH WEST LIMITED | BATTERY | STORAGE - ELECTROCHEMICAL (BATTERIES) | NO | 0 | 0 | 50 |  |  |  | 0 | 0 | 0 |  |  |  | 0 | 0 | 0 | NO | ACCEPTED TO CONNECT | 0 | 0 | 0 | 0 | 0 |  | 50 | 50 | 50 | 50 | 50 | 2022-04-08 00:00:00 |  | NO | TO BE CONFIRMED |  | NO |  |  | 2022-06-13 | 54.039069143235196, -2.8601960236746997
DATA NOT AVAILABLE | DATA NOT AVAILABLE | CONRAD ENERGY (DEVELOPMENTS) II LIMITED | PETS CHOICE LTD | GREEN BANK MILL |  | BLACKBURN | LANCASHIRE | BB1 3ES | ENGLAND | 369761 | 428613 | PENWORTHAM EAST GSP / ROCHDALE SGT 1 GROUP | BLACKBURN | - | 33 | ELECTRICITY NORTH WEST LIMITED | BATTERY | STORAGE - ELECTROCHEMICAL (BATTERIES) | NO | 0 | 0 | 24.2 |  |  |  | 0 | 0 | 0 |  |  |  | 0 | 0 | 0 | NO | ACCEPTED TO CONNECT | 0 | 0 | 0 | 0 | 0 |  | 24.2 | 24.2 | 24.2 | 24.2 | 24.2 | 2022-05-16 00:00:00 |  | NO | TO BE CONFIRMED |  | NO |  |  | 2024-03-14 | 53.75299768402271, -2.4600718564769006
DATA NOT AVAILABLE | DATA NOT AVAILABLE | EDEN SUSTAINABLE LTD | SYSTEM 3 LTD | DENTON HALL FARM RD |  | DENTON | MANCHESTER | M34 2SY | ENGLAND | 391210 | 394764 | STALYBRIDGE GSP | DROYLSDEN | DENTON EAST | 6.6 | ELECTRICITY NORTH WEST LIMITED | PV | PHOTOVOLTAIC | NO | 0 | 0 | 1.456 |  |  |  | 0 | 0 | 0 |  |  |  | 0 | 0 | 0 | NO | ACCEPTED TO CONNECT | 0 | 0 | 0 | 0 | 0 |  | 1.456 | 1.456 | 1.456 | 1.456 | 1.456 | 2022-06-08 00:00:00 |  | NO | TO BE CONFIRMED |  | NO |  |  | 2022-07-29 | 53.44956300107913, -2.133820157842365
DATA NOT AVAILABLE | DATA NOT AVAILABLE | CLEATOR BATTERY STORAGE LTD | CLEATOR BESS | LAND ADJACENT TO WOODEND FARM | EGREMONT |  | CUMBRIA | CA22 2TA | ENGLAND | 301082 | 513017 | HARKER ENWL SGTS 1 2 3A 4 / HUTTON GSP GROUP | EGREMONT |  | 33 | ELECTRICITY NORTH WEST LIMITED | BATTERY | STORAGE - ELECTROCHEMICAL (BATTERIES) | NO | 0 | 0 | 15 |  |  |  | 0 | 0 | 0 |  |  |  | 0 | 0 | 0 | NO | ACCEPTED TO CONNECT | 0 | 0 | 0 | 0 | 0 |  | 15 | 15 | 15 | 15 | 15 | 2022-07-13 00:00:00 |  | NO | TO BE CONFIRMED |  | NO |  |  | 2022-07-29 | 54.50278727698653, -3.5290477599245795
DATA NOT AVAILABLE | DATA NOT AVAILABLE | UK GREEN ENERGY ASSOCIATES LIMITED | ROSSIDE FARM | ROSSIDE |  | ULVERSTON | CUMBRIA | LA12 7SE | ENGLAND | 327500 | 478000 | HARKER ENWL SGTS 1 2 3A 4 / HUTTON GSP GROUP | ULVERSTON |  | 33 | ELECTRICITY NORTH WEST LIMITED | BATTERY | STORAGE - ELECTROCHEMICAL (BATTERIES) | NO | 0 | 0 | 45 |  |  |  | 0 | 0 | 0 |  |  |  | 0 | 0 | 0 | NO | ACCEPTED TO CONNECT | 0 | 0 | 0 | 0 | 0 |  | 45 | 45 | 45 | 45 | 45 | 2022-06-08 00:00:00 |  | NO | TO BE CONFIRMED |  | NO |  |  | 2022-09-06 | 54.19261597603249, -3.1126563115936956
DATA NOT AVAILABLE | DATA NOT AVAILABLE | CRAGSIDE ENERGY LIMITED | CEL BRIDGEWATER BESS | FAIRY LANE |  | SALE | LANCASHIRE | M33 2JU | ENGLAND | 381043 | 391572 | SOUTH MANCHESTER GSP |  |  | 132 | ELECTRICITY NORTH WEST LIMITED | BATTERY | STORAGE - ELECTROCHEMICAL (BATTERIES) | NO | 0 | 0 | 90 |  |  |  | 0 | 0 | 0 |  |  |  | 0 | 0 | 0 | NO | ACCEPTED TO CONNECT | 0 | 0 | 0 | 0 | 0 |  | 90 | 90 | 90 | 90 | 90 | 2022-09-05 00:00:00 |  | NO | TO BE CONFIRMED |  | NO |  |  | 2024-03-14 | 53.420602183180335, -2.2867123983776234
DATA NOT AVAILABLE | 1650000137694 | ENGLISH CITIES FUND | 4 NEW BAILEY | 4 NEW BAILEY |  |  | MANCHESTER | M3 5JL | ENGLAND | 383250 | 398394 | KEARSLEY LOCAL 33 GSP | FREDERICK RD | CHAPEL WHARF | 6.6 | ELECTRICITY NORTH WEST LIMITED | NATURAL GAS | ENGINE (COMBUSTION / RECIPROCATING) | NO | 0 | 0 | 2.4 |  |  |  | 0 | 0 | 0 |  |  |  | 0 | 0 | 0 | NO | CONNECTED | 0 | 0 | 0 | 0 | 0 |  | 2.4 | 2.4 | 0 | 0 | 0 | 2022-12-06 00:00:00 |  | NO | TO BE CONFIRMED |  | NO |  |  | 2024-03-14 | 53.48199615714955, -2.253869731287356
DATA NOT AVAILABLE | DATA NOT AVAILABLE | GREENTECH PROJECTS HOLDING UK LIMITED | LOWER HOUSE FARM | WOODPLUMPTON |  |  | PRESTON | PR4 0ET | ENGLAND | 351989 | 433819 | PENWORTHAM EAST GSP / ROCHDALE SGT 1 GROUP | RIBBLE | MOORSIDE | 6.6 | ELECTRICITY NORTH WEST LIMITED | PV | PHOTOVOLTAIC | NO | 0 | 0 | 12 |  |  |  | 0 | 0 | 0 |  |  |  | 0 | 0 | 0 | NO | ACCEPTED TO CONNECT | 0 | 0 | 0 | 0 | 0 |  | 12 | 12 | 12 | 0.8 | 0.8 | 2022-12-14 00:00:00 |  | NO | TO BE CONFIRMED |  | NO |  |  | 2024-03-14 | 53.79844741426222, -2.7303874031832365
DATA NOT AVAILABLE | DATA NOT AVAILABLE | ABEI ENERGY GREEN II LTD | SHAP SOLAR FARM | STONE CIRCLE | SHAP | EDEN | CUMBRIA | CA10 3PZ | ENGLAND | 356910 | 513357 | HARKER ENWL SGTS 1 2 3A 4 / HUTTON GSP GROUP | PENRITH & SHAP |  | 33 | ELECTRICITY NORTH WEST LIMITED | PV | PHOTOVOLTAIC | NO | 0 | 0 | 30 |  |  |  | 0 | 0 | 0 |  |  |  | 0 | 0 | 0 | NO | ACCEPTED TO CONNECT | 0 | 0 | 0 | 0 | 0 |  | 30 | 30 | 30 | 30 | 30 | 2022-12-22 00:00:00 |  | NO | TO BE CONFIRMED |  | NO |  |  | 2023-01-10 | 54.51367266724785, -2.667082977965981
DATA NOT AVAILABLE | DATA NOT AVAILABLE | PENT UP ENERGY LIMITED | LOWERFIELD FARM BESS | WARREN LANE |  | OLDHAM | LANCASHIRE | OL8 2HY | ENGLAND | 393937 | 403525 | WHITEGATE GSP | GREENHILL |  | 33 | ELECTRICITY NORTH WEST LIMITED | BATTERY | STORAGE - ELECTROCHEMICAL (BATTERIES) | NO | 0 | 0 | 27 |  |  |  | 0 | 0 | 0 |  |  |  | 0 | 0 | 0 | NO | ACCEPTED TO CONNECT | 0 | 0 | 0 | 0 | 0 |  | 27 | 27 | 27 | 27 | 27 | 2022-12-23 00:00:00 |  | NO | TO BE CONFIRMED |  | NO |  |  | 2023-01-10 | 53.52834948769195, -2.0929315471796293
DATA NOT AVAILABLE | DATA NOT AVAILABLE | CONRAD ENERGY | ADSWOOD BESS | LAND SOUTH OF ADSWOOD ROAD |  | CHEADLE HULME | LANCASHIRE | SK8 2JB | ENGLAND | 388269 | 387494 | BREDBURY GSP | ADSWOOD |  | 132 | ELECTRICITY NORTH WEST LIMITED | BATTERY | STORAGE - ELECTROCHEMICAL (BATTERIES) | NO | 0 | 0 | 75.7 |  |  |  | 0 | 0 | 0 |  |  |  | 0 | 0 | 0 | NO | ACCEPTED TO CONNECT | 0 | 0 | 0 | 0 | 0 |  | 75.7 | 75.7 | 75.7 | 75.7 | 75.7 | 2022-12-28 00:00:00 |  | NO | TO BE CONFIRMED |  | NO |  |  | 2024-03-14 | 53.38415879135983, -2.1778301250129726
DATA NOT AVAILABLE | DATA NOT AVAILABLE | OAKAPPLE RENEWABLE ENERGY LTD | AMAZON MAN 8 | UNIT 1 EAST LANCASHIRE ROAD | HAYDOCK | ST HELENS | MERSEYSIDE | WA11 0SM | ENGLAND | 355517 | 397653 | SPEN - OUT OF AREA | GOLBORNE | NEWTON LE WILLOWS | 11 | ELECTRICITY NORTH WEST LIMITED | PV | PHOTOVOLTAIC | NO | 0 | 0 | 1.386 |  |  |  | 0 | 0 | 0 |  |  |  | 0 | 0 | 0 | NO | ACCEPTED TO CONNECT | 0 | 0 | 0 | 0 | 0 |  | 1.386 | 1.3859999999999999 | 1.3859999999999999 | 1.386 | 1.386 | 2022-12-21 00:00:00 |  | NO | TO BE CONFIRMED |  | NO |  |  | 2023-01-10 | 53.4737170719572, -2.6716443811975434
DATA NOT AVAILABLE | DATA NOT AVAILABLE | FIRMA ENERGY | UNDERHELM FARM PV | UNDERHELM FARM |  | OXENHOLME | KENDAL | LA8 0LR | ENGLAND | 354110 | 489596 | HARKER/HUTTON | KENDAL |  | 33 | ELECTRICITY NORTH WEST LIMITED | PV | PHOTOVOLTAIC | NO | 0 | 0 | 49.5 |  |  |  | 0 | 0 | 0 |  |  |  | 0 | 0 | 0 | NO | ACCEPTED TO CONNECT | 0 | 0 | 0 | 0 | 0 |  | 49.5 | 49.5 | 49.5 | 0.5 | 0.5 | 2023-03-02 00:00:00 |  | NO | TO BE CONFIRMED |  | NO |  |  | 2023-04-03 | 54.29990159001523, -2.7066464000666572
DATA NOT AVAILABLE | DATA NOT AVAILABLE | ENERGISED CAPITAL LIMITED | OLDHAM ROAD BESS | 295 OLDHAM ROAD | MANCHESTER |  | MANCHESTER | M40 7PS | ENGLAND | 385627 | 399626 | SOUTH MANCHESTER | BLOOM STREET |  | 33 | ELECTRICITY NORTH WEST LIMITED | BATTERY | STORAGE - ELECTROCHEMICAL (BATTERIES) | NO | 0 | 0 | 20 |  |  |  | 0 | 0 | 0 |  |  |  | 0 | 0 | 0 | NO | ACCEPTED TO CONNECT | 0 | 0 | 0 | 0 | 0 |  | 20 | 20 | 20 | 20 | 20 | 2023-04-14 00:00:00 |  | NO | TO BE CONFIRMED |  | NO |  |  | 2023-05-11 | 53.49314060800475, -2.2181084918083966
DATA NOT AVAILABLE | DATA NOT AVAILABLE | LOG 2 LTD | WILD FOWL FARM | CARRINGTON LANE | CARRINGTON | TRAFFORD | MANCHESTER | M31 4AD | ENGLAND | 375093 | 393159 | CARRINGTON | SALE |  | 33 | ELECTRICITY NORTH WEST LIMITED | BATTERY | STORAGE - ELECTROCHEMICAL (BATTERIES) | NO | 0 | 0 | 35 |  |  |  | 0 | 0 | 0 |  |  |  | 0 | 0 | 0 | NO | ACCEPTED TO CONNECT | 0 | 0 | 0 | 0 | 0 |  | 35 | 35 | 25 | 25 | 25 | 2023-04-17 00:00:00 |  | NO | TO BE CONFIRMED |  | NO |  |  | 2023-05-11 | 53.43461798745818, -2.376366469878061
DATA NOT AVAILABLE | DATA NOT AVAILABLE | IMMERSA | KINGMOOR PARK | KINGMOOR PARK | KINGMOOR PARK | CARLISLE | CUMBRIA | CA6 4AJ | ENGLAND | 337343 | 559242 | HARKER | N/A |  | 132 | ELECTRICITY NORTH WEST LIMITED | BATTERY | STORAGE - ELECTROCHEMICAL (BATTERIES) | NO | 0 | 0 | 99.4 |  |  |  | 0 | 0 | 0 |  |  |  | 0 | 0 | 0 | NO | ACCEPTED TO CONNECT | 0 | 0 | 0 | 0 | 0 |  | 99.4 | 99.4 | 99.4 | 99.4 | 99.4 | 2023-04-11 00:00:00 |  | NO | TO BE CONFIRMED |  | NO |  |  | 2023-05-11 | 54.92391676202853, -2.9791647749088717
DATA NOT AVAILABLE | DATA NOT AVAILABLE | GREENPOWER (INTERNATIONAL) LTD | BRACKENBURGH ESTATE | CALTHWAITE | PENRITH | CARLISLE | CUMBRIA | CA11 9AR | ENGLAND | 346418 | 538583 | HARKER | PENRITH |  | 11 | ELECTRICITY NORTH WEST LIMITED | PV | PHOTOVOLTAIC | NO | 0 | 0 | 9 |  |  |  | 0 | 0 | 0 |  |  |  | 0 | 0 | 0 | NO | ACCEPTED TO CONNECT | 0 | 0 | 0 | 0 | 0 |  | 9 | 9 | 0.45 | 0.45 | 0.45 | 2023-04-25 00:00:00 |  | NO | TO BE CONFIRMED |  | NO |  |  | 2023-05-11 | 54.73934478269511, -2.833750586066457
DATA NOT AVAILABLE | DATA NOT AVAILABLE | ABEI ENERGY LTD | RAMSCLOUGH SOLAR FARM | HASLINGDEN OLD ROAD |  | ACCRINGTON | LANCASHIRE | BB5 3SL | ENGLAND | 375817 | 424918 | PADIHAM | ROSSENDALE |  | 33 | ELECTRICITY NORTH WEST LIMITED | PV | PHOTOVOLTAIC | NO | 0 | 0 | 26 |  |  |  | 0 | 0 | 0 |  |  |  | 0 | 0 | 0 | NO | ACCEPTED TO CONNECT | 0 | 0 | 0 | 0 | 0 |  | 26 | 26 | 26 | 0.13 | 0.13 | 2023-05-16 00:00:00 |  | NO | TO BE CONFIRMED |  |  |  |  | 2023-06-13 | 53.72010503903046, -2.3679409805973943
DATA NOT AVAILABLE | DATA NOT AVAILABLE | FIRSTWAY SOLAR | FWS WEST FARM ASPATRIA | FWS WEST FARM |  | ASPATRIA | CUMBRIA | CA7 3HH | ENGLAND | 314174 | 541714 | HARKER / HUTTON | SELLAFIELD |  | 132 | ELECTRICITY NORTH WEST LIMITED | BATTERY | STORAGE - ELECTROCHEMICAL (BATTERIES) | NO | 0 | 0 | 49.9 |  |  |  | 0 | 0 | 0 |  |  |  | 0 | 0 | 0 | NO | ACCEPTED TO CONNECT | 0 | 0 | 0 | 0 | 0 |  | 49.9 | 49.9 | 49.9 | 49.9 | 49.9 | 2023-08-22 00:00:00 |  | NO | TO BE CONFIRMED |  |  |  |  | 2023-09-22 | 54.76299651812236, -3.335363374439991
DATA NOT AVAILABLE | DATA NOT AVAILABLE | WORLDWIDE RENEWABLE ENERGY GLOBAL L | COLNE BESS |  |  | COLNE | LANCASHIRE | BB8 8LJ | ENGLAND | 387083 | 439336 | PADIHAM |  |  | 132 | ELECTRICITY NORTH WEST LIMITED | BATTERY |  | NO | 0 | 0 | 100 |  |  |  | 0 | 0 | 0 |  |  |  | 0 | 0 | 0 | NO | ACCEPTED TO CONNECT | 0 | 0 | 0 | 0 | 0 |  | 100 | 100 | 100 | 100 | 100 | 2023-09-14 00:00:00 |  | NO | TO BE CONFIRMED |  |  |  |  | 2023-10-11 | 53.85009584207339, -2.19782993588968
DATA NOT AVAILABLE | DATA NOT AVAILABLE | CRAGSIDE ENERGY LIMITED | VERNON PARK BESS | LAND WEST AND EAST OF ASHTON ROAD | BREDBURY | STOCKPORT | CHESHIRE | SK6 2QE | ENGLAND | 392078 | 392086 | BREDBURY GSP | VERNON PARK |  | 132 | ELECTRICITY NORTH WEST LIMITED | BATTERY |  | NO | 0 | 0 | 75 |  |  |  | 0 | 0 | 0 |  |  |  | 0 | 0 | 0 | NO | ACCEPTED TO CONNECT | 0 | 0 | 0 | 0 | 0 |  | 75 | 75 | 75 | 75 | 75 | 2023-09-14 00:00:00 |  | NO | TO BE CONFIRMED |  |  |  |  | 2024-03-14 | 53.425505804297366, -2.1206821249588423
DATA NOT AVAILABLE | DATA NOT AVAILABLE | 24 POWER LTD | SOUTH MANCHESTER BESS | FAIRY LANE | SALE | MANCHESTER | GREATER MANCHESTER | M33 2JU | ENGLAND | 381343 | 391464 | SOUTH MANCHESTER | N/A | N/A | 132 | ELECTRICITY NORTH WEST LIMITED | BATTERY | STORAGE - ELECTROCHEMICAL (BATTERIES) | NO | 0 | 0 | 70 |  |  | YES | 0 | 0 | 0 |  |  |  | 0 | 0 | 0 | NO | ACCEPTED TO CONNECT | 0 | 0 | 0 | 0 | 0 |  | 70 | 70 | 70 | 70 | 70 | 2023-10-09 00:00:00 |  | NO | TO BE CONFIRMED |  |  |  |  | 2023-11-10 | 53.41964219462026, -2.2821919143205682
DATA NOT AVAILABLE | DATA NOT AVAILABLE | LIGHTSOURCE RENEWABLE UK DEVELOPMEN | THREE GATES FARM | STAKEHILL LANE | MIDDLETON, MANCHESTER | MANCHESTER | GREATER MANCHESTER | M24 2RT | ENGLAND | 389586 | 407820 | WHITEGATE | ROYTON | DATA NOT AVAILABLE | 132 | ELECTRICITY NORTH WEST LIMITED | BATTERY | STORAGE - ELECTROCHEMICAL (BATTERIES) | NO | 0 | 0 | 50 |  |  |  | 0 | 0 | 0 |  |  |  | 0 | 0 | 0 | NO | ACCEPTED TO CONNECT | 0 | 0 | 0 | 0 | 0 |  | 50 | 50 | 50 | 50 | 50 | 2023-10-20 00:00:00 |  | NO | TO BE CONFIRMED |  |  |  |  | 2023-11-10 | 53.566885064662095, -2.1587115622036683
DATA NOT AVAILABLE | DATA NOT AVAILABLE | ELAWAN ENERGY UK LIMITED | BOUSFIELD FARM BESS |  |  | BARROW IN FURNESS | CUMBRIA | LA13 0RR | ENGLAND | 322719 | 470492 | HARKER/HUTTON | SELLAFIELD | DATA NOT AVAILABLE | 132 | ELECTRICITY NORTH WEST LIMITED | BATTERY | STORAGE - ELECTROCHEMICAL (BATTERIES) | NO | 0 | 0 | 70 |  |  |  | 0 | 0 | 0 |  |  |  | 0 | 0 | 0 | NO | ACCEPTED TO CONNECT | 0 | 0 | 0 | 0 | 0 |  | 70 | 70 | 70 | 70 | 70 | 2023-10-31 00:00:00 |  | NO | TO BE CONFIRMED |  |  |  |  | 2023-11-10 | 54.1244538319921, -3.1839868496243207
DATA NOT AVAILABLE | DATA NOT AVAILABLE | YLEM ENERGY LTD | SPENCERS LANE BESS 30MW | LAND ON THE WEST SIDE OF SPENCERS LANE | ORRELL | WIGAN | GREATER MANCHESTER | WN5 8QZ | ENGLAND | 352817 | 405081 | KIRKBY | ORRELL | DATA NOT AVAILABLE | 33 | ELECTRICITY NORTH WEST PLC | BATTERY | STORAGE - ELECTROCHEMICAL (BATTERIES) | NO | 0 | 0 | 30 |  |  |  | 0 | 0 | 0 |  |  |  | 0 | 0 | 0 | NO | ACCEPTED TO CONNECT | 0 | 0 | 0 | 0 | 0 |  | 30 | 30 | 30 | 30.5 | 30.5 | 2023-12-21 00:00:00 |  | TO BE CONFIRMED | TO BE CONFIRMED |  | TO BE CONFIRMED |  |  | 2024-03-14 | 53.54024207900819, -2.7134395876124247
DATA NOT AVAILABLE | DATA NOT AVAILABLE | ION VENTURES LTD | WIGAN ENERGY STORAGE | LAND ON WESTWOOD WAY |  | WIGAN | GREATER MANCHESTER | WN3 4HH | ENGLAND | 358338 | 404546 | WASHWAY FARM / KIRKBY | WIGAN | DATA NOT AVAILABLE | 33 | ELECTRICITY NORTH WEST PLC | BATTERY | STORAGE - ELECTROCHEMICAL (BATTERIES) | NO | 0 | 0 | 40 |  |  |  | 0 | 0 | 0 |  |  |  | 0 | 0 | 0 | NO | ACCEPTED TO CONNECT | 0 | 0 | 0 | 0 | 0 |  | 40 | 40 | 40 | 40 | 40 | 2024-01-04 00:00:00 | [7 empty] | 2024-02-14 | 53.535901739150056, -2.6300648038191614
DATA NOT AVAILABLE | DATA NOT AVAILABLE | NEWTON ENERGI LTD | NEL ALPACA | LOWLANDS FARM | PEEL RD | BLACKPOOL | LANCASHIRE | FY4 5JX | ENGLAND | 335817 | 431755 | PENWORTHAM | PEEL | DATA NOT AVAILABLE | 132 | ELECTRICITY NORTH WEST PLC | BATTERY | STORAGE - ELECTROCHEMICAL (BATTERIES) | NO | 0 | 0 | 50 |  |  |  | 0 | 0 | 0 |  |  |  | 0 | 0 | 0 | NO | ACCEPTED TO CONNECT | 0 | 0 | 0 | 0 | 0 |  | 50 | 50 | 50 | 50 | 50 | 2024-01-18 00:00:00 | [7 empty] | 2024-02-14 | 53.77815201129343, -2.9754469740204375
DATA NOT AVAILABLE | DATA NOT AVAILABLE | MANCHESTER ENERGY PARTNERSHIP LTD | OCTAGON HOUSE | 62 HATHERSAGE ROAD | - | MANCHESTER | GREATER MANCHESTER | M13 0FN | ENGLAND | 385592 | 395922 | BREDBURY GSP | LONGSIGHT | VICTORIA PARK | 6.6 | ELECTRICITY NORTH WEST PLC | NATURAL GAS | DATA NOT AVAILABLE | DATA NOT AVAILABLE | 0 | 0 | 6.7 |  |  |  | 0 | 0 | 0 |  |  |  | 0 | 0 | 0 | NO | ACCEPTED TO CONNECT | 0 | 0 | 0 | 0 | 0 |  | 6.7 | 6.72 |  | 0.5 | 0 | 2021-03-22 00:00:00 | [7 empty] | 2024-03-14 | 53.45984670062377, -2.2184647597884495
DATA NOT AVAILABLE | DATA NOT AVAILABLE | CHRISTIE NHS FOUNDATION TRUST | CHRISTIE'S HOSPITAL ENERGY CENTRE | WILMSLOW ROAD | - | MANCHESTER | GREATER MANCHESTER | M20 4BX | ENGLAND | 85592 | 95922 | SOUTH MANCHESTER | WEST DIDSBURY | CHRISTIE PRIMARY | 6.6 | ELECTRICITY NORTH WEST PLC | NATURAL GAS | DATA NOT AVAILABLE | YES | 0 | 0 | 2.7 |  |  |  | 0 | 0 | 0 |  |  |  | 0 | 0 | 0 | NO | ACCEPTED TO CONNECT | 0 | 0 | 0 | 0 | 0 |  | 2.7 | 0.81599999999999995 |  | 0 | 12.2 | 2021-05-14 00:00:00 |  |  | TO BE CONFIRMED |  |  |  |  | 2024-03-14 | 50.6777985618907, -6.452052620723379
DATA NOT AVAILABLE | DATA NOT AVAILABLE | AMP ENERGY SERVICES LTD | GLOWHOUSE POWER | 135 CLYDESDALE PLACE | MOSS SIDE INDUSTRIAL ESTATE | LEYLAND | LANCASHIRE | PR26 7QS | ENGLAND | 22790 | 52545 | PENWORTHAM WEST GSP / STANAH GSP GROUP | LEYLAND | MOSS SIDE PRIMARY | 11 | ELECTRICITY NORTH WEST PLC | BATTERY | STORAGE - ELECTROCHEMICAL (BATTERIES) | NO | 0 | 0 | 5.058 |  |  |  | 0 | 0 | 0 |  |  |  | 0 | 0 | 0 | NO | ACCEPTED TO CONNECT | 0 | 0 | 0 | 0 | 0 |  | 5.058 |  |  | 0 | 0 | 2020-07-15 00:00:00 |  |  | TO BE CONFIRMED |  |  |  |  | 2024-03-14 | 50.252113816574806, -7.293655185576914
DATA NOT AVAILABLE | DATA NOT AVAILABLE | SOVENTIX | SMITHY FARM | SMITHY LANE |  | STAINING | LANCASHIRE | FY3 0BJ | ENGLAND | 335083 | 436764 | PENWORTHAM WEST GSP / STANAH GSP GROUP | BISPHAM | DATA NOT AVAILABLE | 132 | ELECTRICITY NORTH WEST PLC | BATTERY | STORAGE - ELECTROCHEMICAL (BATTERIES) | NO | 0 | 0 | 50 |  |  |  | 0 | 0 | 0 |  |  |  | 0 | 0 | 0 | NO | ACCEPTED TO CONNECT | 0 | 0 | 0 | 0 | 0 |  | 50 | 50 | 50 | 50 | 1900 |  |  |  | TO BE CONFIRMED |  |  |  |  | 2024-03-14 | 53.82307482274714, -2.9876410244152356
DATA NOT AVAILABLE | DATA NOT AVAILABLE | PRESTON BOARD AND PACKING | ROMILEY BOARD MILL | OAKWOOD RD | ROMILEY | STOCKPORT | CHESHIRE | SK6 4DZ | ENGLAND | 394786 | 390361 | BREDBURY | VERNON PARK | ROMILEY | 6.6 | ELECTRICITY NORTH WEST LIMITED | NATURAL GAS |  | NO | 0 | 0 | 1.4 |  |  |  | 0 | 0 | 0 |  |  |  | 0 | 0 | 0 | NO | ACCEPTED TO CONNECT | 0 | 0 | 0 | 0 | 0 |  | 1.4 | 1.4 | 1.4 | 2 | 2 | 2024-03-12 00:00:00 | [7 empty] | 2024-04-14 | 53.41003491669942, -2.0799009867944815
DATA NOT AVAILABLE | DATA NOT AVAILABLE | PEEL CUBICO RENEWABLES LIMITED | HIGHER MOSS BESS | ROCHDALE ROAD | ROCHDALE ROAD, TURN | BURY | GREATER MANCHESTER | BL0 0RL | ENGLAND | 382012 | 416944 | ROCHDALE | SCOUT MOOR | DATA NOT AVAILABLE | 33 | ELECTRICITY NORTH WEST LIMITED | BATTERY | STORAGE - ELECTROCHEMICAL (BATTERIES) | NO | 0 | 0 | 85 |  |  |  | 0 | 0 | 0 |  |  |  | 0 | 0 | 0 | NO | ACCECPTED TO CONNECT | 0 | 0 | 0 | 0 | 0 |  | 85 | 85 | 85 | 85 | 85 | 2024-06-21 00:00:00 | [7 empty] | 2024-07-12 | 53.64868622374067, -2.2735995259783186
DATA NOT AVAILABLE | DATA NOT AVAILABLE | STARK ENERGY LIMITED | LAND AT LOW HOUSE FARM | BULLGILL |  | MARYPORT | CUMBRIA | CA15 7LA | ENGLAND | 308392 | 536238 | HARKER | EGREMONT | DATA NOT AVAILABLE | 33 | ELECTRICITY NORTH WEST LIMITED | PV | PHOTOVOLTAIC | NO | 0 | 0 | 49.9 |  |  |  | 0 | 0 | 0 |  |  |  | 0 | 0 | 0 | NO | ACCECPTED TO CONNECT | 0 | 0 | 0 | 0 | 0 |  | 49.9 | 49.9 | 49.9 | 49.9 | 49.9 | 2024-08-12 00:00:00 | [7 empty] | 2024-09-13 | 54.71277894627621, -3.423466351750262
DATA NOT AVAILABLE | DATA NOT AVAILABLE | INFINIS ENERGY STORAGE LIMITED | DANE MOSS SOLAR PV | GAWSWORTH |  | MACCLESFIELD | CHESHIRE | SK11 9QP | ENGLAND | 389693 | 371323 | MACCLESFIELD | MACCLESFIELD | DATA NOT AVAILABLE | 11 | ELECTRICITY NORTH WEST LIMITED | PV | PHOTOVOLTAIC | NO | 0 | 0 | 7.5 |  |  |  | 0 | 0 | 0 |  |  |  | 0 | 0 | 0 | NO | ACCECPTED TO CONNECT | 0 | 0 | 0 | 0 | 0 |  | 7.5 | 7.5 | 7.5 | 7.5 | 7.5 | 2024-08-28 00:00:00 | [7 empty] | 2024-09-13 | 53.23883322483331, -2.1558902276959317
DATA NOT AVAILABLE | DATA NOT AVAILABLE | AMBERSIDE ENERGY LTD | SANDHOLES 2 PV BESS FARM | LAND NEAR SILVER HOWE FARM | GOSFORTH | SEASCALE | CUMBRIA | CA20 1HW | ENGLAND | 305832 | 501738 | HARKER | ULVERSTON | DATA NOT AVAILABLE | 132 | ELECTRICITY NORTH WEST LIMITED | STOAGE & GEN COMBI | STORAGE - ELECTROCHEMICAL (BATTERIES) | NO | 0 | 0 | 75 |  |  |  | 0 | 0 | 0 |  |  |  | 0 | 0 | 0 | NO | ACCECPTED TO CONNECT | 0 | 0 | 0 | 0 | 0 |  | 75 | 75 | 75 | 25 | 25 | 2024-07-04 00:00:00 | [7 empty] | 2024-09-17 | 54.402361205974735, -3.452131119930259
DATA NOT AVAILABLE | DATA NOT AVAILABLE | FORSA ENERGY GAS HOLDINGS LTD | BESS AT LUSCOMBE PLANT HIRE LTD | NORTH LONSDALE ROAD |  | ULVERSTON | CUMBRIA | LA12 9EB | ENGLAND | 330320 | 477860 | HARKER/HUTTON | DATA NOT AVAILABLE | DATA NOT AVAILABLE | 33 | ELECTRICITY NORTH WEST LIMITED | BATTERY | STORAGE - ELECTROCHEMICAL (BATTERIES) | NO | 0 | 0 | 25 |  |  |  | 0 | 0 | 0 |  |  |  | 0 | 0 | 0 | NO | ACCECPTED TO CONNECT | 0 | 0 | 0 | 0 | 0 |  | 25 | 25 | 25 | 25 | 25 | 2024-07-09 00:00:00 | [7 empty] | 2024-09-17 | 54.19174943273466, -3.069412087744434
DATA NOT AVAILABLE | DATA NOT AVAILABLE | RENEWABLE CONNECTIONS DEVELOPMENTS | GREEN FARM |  |  | SHAP | CUMBRIA | CA10 3PW | ENGLAND | 356488 | 514373 | HARKER/HUTTON | N/A | DATA NOT AVAILABLE | 132 | ELECTRICITY NORTH WEST LIMITED | STOAGE & SOLAR COMBI | STORAGE - ELECTROCHEMICAL (BATTERIES) | NO | 0 | 0 | 49 |  |  |  | 0 | 0 | 0 |  |  |  | 0 | 0 | 0 | NO | ACCECPTED TO CONNECT | 0 | 0 | 0 | 0 | 0 |  | 49 | 49 | 49 | 49 | 49 | 2024-07-16 00:00:00 | [7 empty] | 2024-09-17 | 54.52276655588964, -2.673751048476028
DATA NOT AVAILABLE | DATA NOT AVAILABLE | INTERGUM RENEWABLE ENERGY | BUTCHER FOLD FARM | HOTHERSALL LANE | HOTHERSALL | PRESTON | LANCASHIRE | PR3 2XB | ENGLAND | 362218 | 435869 | PENWORTHAM EAST | N/A | DATA NOT AVAILABLE | 132 | ELECTRICITY NORTH WEST LIMITED | BATTERY | STORAGE - ELECTROCHEMICAL (BATTERIES) | NO | 0 | 0 | 49.9 |  |  |  | 0 | 0 | 0 |  |  |  | 0 | 0 | 0 | NO | ACCECPTED TO CONNECT | 0 | 0 | 0 | 0 | 0 |  | 49.9 | 49.9 | 49.9 | 49.9 | 49.9 | 2024-09-23 00:00:00 | [7 empty] | 2024-10-14 | 53.81771727956165, -2.5753521729312268